## Channel Partner CX March 2017
Product Code | Description | List Price
Product Family: DTN
LMM1H-2 | Line Multiplexing Module, Type 1, Halfwidth, 2 ports. Used in submarine applications. | 2400
RBM-1 | Uni-directional red/blue splitter/combiner with 1510nm OSC bypass. Resides in a half-width DCM slot. | 2700
Product Family: ILS
DMC1-B | Dispersion Compensation Module Chassis, type 1 - 1U 1RU height chassis for housing 1 or 2 DCM1. | 570
MPC-6 | Modular passive chassis, 6 slots. Ability to fit passive components such as OTP and OFP variants used in various applications. 1U, 19"/23"/ETSI 600mm compatible passive chassis directly mounted on rack. Includes fiber tray for fiber management. Fits 300mm footprint inclusive of fiber tray. | 2300
FMP-O50-16-1-LC-LC | 16-Port 50GHz Passive OCG Multiplexer; supports multiplexing up to 16 OCGs for 8Tbps | 19000
FMP-F250-19-2-LC-LC | FlexChannel Passive Mux Panel, 1RU. Fixed to AOFx-500 19x250GHz slot plan,19 FlexChannels per FRU, extended C-band | 13000
RBP-49-EC | Extended C-Band red/blue band mux/demux. Fits into 1 MPC-6 slot. Guard band between red and blue bands spans channels (49-52) in the ITU-T G694.1 50GHz channel plan. Duplex LC connectors for all I/O ports. | 2400
FMP-F210-23-1-LC-LC | FlexChannel Passive Mux Panel, 1RU. 23 FlexChannels per FRU, extended C-band | 13000
Product Family: TOM
TOM-10G-SFPP-SR1 | Tributary Optical Module - Hot-pluggable SFP+, 10G Multi-Rate SR1 | 2100
TOM-10G-SFPP-IR2 | Tributary Optical Module - Hot-pluggable SFP+, 10G Multi-Rate IR2 | 6600
TOM-10G-SFPP-LR2 | Tributary Optical Module - Hot-pluggable SFP+, 10G Multi-Rate LR2 | 17800
TOM-10G-SFPP-SR0 | Tributary Optical Module - Hot-pluggable SFP+, 10G Multi-Rate SR0 | 1350
TOM-10GE-LRL | Tributary Optical Module - Hot-pluggable SFP+, 10G Single-Rate Ethernet-only LR Lite | 1350
TOM-40G-Q-SR4 | Tributary Optical Module - Hot Pluggable QSFP+, 40G SR4 | 1800
TOM-40G-Q-SR4E | Tributary Optical Module - Hot Pluggable QSFP+, 40G SR4E | 2700
TOM-40G-Q-LRL | Tributary Optical Module - Hot Pluggable QSFP+, 40G LRL | 2995
TOM-40G-Q-LR4 | Tributary Optical Module - Hot Pluggable QSFP+, 40G LR4 | 6995
TOM-100G-Q-LR4 | Tributary Optical Module - Hot Pluggable QSFP28, 100G LR4 | 19800
TOM-100G-Q-SR4 | Tributary Optical Module - Hot Pluggable QSFP28, 100G SR4 | 3600
TOM-100G-Q-CLR4 | Tributary Optical Module - Hot Pluggable QSFP28, 100G dual use for either CLR4 or CWDM4 | 8425
TOM-100G-Q-CWDM4 | Tributary Optical Module - Hot Pluggable QSFP28, 100G for CWDM4 | 6320
Product Family: DNA
DNA-EXP-PAK-100N | DNA Expansion Pack - 100 Network Elements Provides DNA license support for an additional 100 Network Elements. | 200000
DNA-EXP-PAK-10N | DNA Expansion Pack - 10 Network Elements Provides DNA license support for an additional 10 Network Elements . | 27000
DNA-EXP-PAK-25N | DNA Expansion Pack - 25 Network Elements Provides DNA license support for an additional 25 Network Elements . | 60000
DNA-EXP-PAK-50N | DNA Expansion Pack - 50 Network Elements Provides DNA license support for an additional 50 Network Elements. | 110000
DNA-START-R11.0-10N | DNA Starter Kit R11.0 - 10 Network Elements. Baseline DNA software with support for up to 10 NEs. 5 user clients included. | 29600
DNA-START-R11.0-25N | DNA Starter Kit R11.0 - 25 Network Elements Baseline DNA software with support for up to 25 NEs. 5 user clients included. | 69000
DNAUP10.1-11.0-B1 | DNA Bundle 1 Upgrade License - From any 10.1.Z version to 11.0.Z, Supports up to 25 NEs: Upgrades entire DNA Release (Enables access to all features in R11.0). | 34500
DNAUP10.1-11.0-B10 | DNA Bundle 10 Upgrade License - From any 10.1.Z version to 11.0.Z, Supports up to 3000 NEs: Upgrades entire DNA Release (Enables access to all features in R11.0). | 1650000
DNAUP10.1-11.0-B2 | DNA Bundle 2 Upgrade License - From any 10.1.Z version to 11.0.Z, Supports up to 50 NEs: Upgrades entire DNA Release (Enables access to all features in R11.0). | 62000
DNAUP10.1-11.0-B3 | DNA Bundle 3 Upgrade License - From any 10.1.Z version to 11.0.Z, Supports up to 100 NEs: Upgrades entire DNA Release (Enables access to all features in R11.0). | 112500
DNAUP10.1-11.0-B4 | DNA Bundle 4 Upgrade License - From any 10.1.Z version to 11.0.Z, Supports up to 250 NEs: Upgrades entire DNA Release (Enables access to all features in R11.0). | 255000
DNAUP10.1-11.0-B5 | DNA Bundle 5 Upgrade License - From any 10.1.Z version to 11.0.Z, Supports up to 450 NEs: Upgrades entire DNA Release (Enables access to all features in R11.0). | 397000
DNAUP10.1-11.0-B6 | DNA Bundle 6 Upgrade License - From any 10.1.Z version to 11.0.Z, Supports up to 650 NEs: Upgrades entire DNA Release (Enables access to all features in R11.0). | 590000
DNAUP10.1-11.0-B7 | DNA Bundle 7 Upgrade License - From any 10.1.Z version to 11.0.Z, Supports up to 1000 NEs: Upgrades entire DNA Release (Enables access to all features in R11.0). | 825000
DNAUP10.1-11.0-B8 | DNA Bundle 8 Upgrade License - From any 10.1.Z version to 11.0.Z, Supports up to 1500 NEs: Upgrades entire DNA Release (Enables access to all features in R11.0). | 1087000
DNAUP10.1-11.0-B9 | DNA Bundle 9 Upgrade License - From any 10.1.Z version to 11.0.Z, Supports up to 2200 NEs: Upgrades entire DNA Release (Enables access to all features in R11.0). | 1430000
DNA-START-R15.3-10N | DNA Starter Kit R15.3 - 10 Network Elements. Baseline DNA software with support for up to 10 NEs. 5 user clients included. | 29600
DNA-START-R15.3-25N | DNA Starter Kit R15.3 - 25 Network Elements Baseline DNA software with support for up to 25 NEs. 5 user clients included. | 69000
DNAUP11.0-15.3-B1 | DNA Bundle 1 Upgrade License - From any 11.0.Z version to 15.3.Z, Supports up to 25 NEs: Upgrades entire DNA Release (Enables access to all features in R15.3). | 34500
DNAUP11.0-15.3-B10 | DNA Bundle 10 Upgrade License - From any 11.0.Z version to 15.3.Z, Supports up to 3000 NEs: Upgrades entire DNA Release (Enables access to all features in R15.3). | 1650000
DNAUP11.0-15.3-B2 | DNA Bundle 2 Upgrade License - From any 11.0.Z version to 15.3.Z, Supports up to 50 NEs: Upgrades entire DNA Release (Enables access to all features in R15.3). | 62000
DNAUP11.0-15.3-B3 | DNA Bundle 3 Upgrade License - From any 11.0.Z version to 15.3.Z, Supports up to 100 NEs: Upgrades entire DNA Release (Enables access to all features in R15.3). | 112500
DNAUP11.0-15.3-B4 | DNA Bundle 4 Upgrade License - From any 11.0.Z version to 15.3.Z, Supports up to 250 NEs: Upgrades entire DNA Release (Enables access to all features in R15.3). | 255000
DNAUP11.0-15.3-B5 | DNA Bundle 5 Upgrade License - From any 11.0.Z version to 15.3.Z, Supports up to 450 NEs: Upgrades entire DNA Release (Enables access to all features in R15.3). | 397000
DNAUP11.0-15.3-B6 | DNA Bundle 6 Upgrade License - From any 11.0.Z version to 15.3.Z, Supports up to 650 NEs: Upgrades entire DNA Release (Enables access to all features in R15.3). | 590000
DNAUP11.0-15.3-B7 | DNA Bundle 7 Upgrade License - From any 11.0.Z version to 15.3.Z, Supports up to 1000 NEs: Upgrades entire DNA Release (Enables access to all features in R15.3). | 825000
DNAUP11.0-15.3-B8 | DNA Bundle 8 Upgrade License - From any 11.0.Z version to 15.3.Z, Supports up to 1500 NEs: Upgrades entire DNA Release (Enables access to all features in R15.3). | 1087000
DNAUP11.0-15.3-B9 | DNA Bundle 9 Upgrade License - From any 11.0.Z version to 15.3.Z, Supports up to 2200 NEs: Upgrades entire DNA Release (Enables access to all features in R15.3). | 1430000
DNA-START-R16.1-10N | DNA Starter Kit R16.1 - 10 Network Elements. Baseline DNA software with support for up to 10 NEs. 5 user clients included. | 34000
DNA-START-R16.1-25N | DNA Starter Kit R16.1 - 25 Network Elements Baseline DNA software with support for up to 25 NEs. 5 user clients included. | 79400
DNA-START-R16.0-10N | DNA Starter Kit R16.0 - 10 Network Elements. Baseline DNA software with support for up to 10 NEs. 5 user clients included. | 29600
DNA-START-R16.0-25N | DNA Starter Kit R16.0 - 25 Network Elements Baseline DNA software with support for up to 25 NEs. 5 user clients included. | 69000
DNAUP15.3-16.0-B1 | DNA Bundle 1 Upgrade License - From any 15.3.Z version to 16.0.Z, Supports up to 25 NEs: Upgrades entire DNA Release (Enables access to all features in R16.0). | 34500
DNAUP15.3-16.0-B10 | DNA Bundle 10 Upgrade License - From any 15.3.Z version to 16.0.Z, Supports up to 3000 NEs: Upgrades entire DNA Release (Enables access to all features in R16.0). | 1650000
DNAUP15.3-16.0-B2 | DNA Bundle 2 Upgrade License - From any 15.3.Z version to 16.0.Z, Supports up to 50 NEs: Upgrades entire DNA Release (Enables access to all features in R16.0). | 62000
DNAUP15.3-16.0-B3 | DNA Bundle 3 Upgrade License - From any 15.3.Z version to 16.0.Z, Supports up to 100 NEs: Upgrades entire DNA Release (Enables access to all features in R16.0). | 112500
DNAUP15.3-16.0-B4 | DNA Bundle 4 Upgrade License - From any 15.3.Z version to 16.0.Z, Supports up to 250 NEs: Upgrades entire DNA Release (Enables access to all features in R16.0). | 255000
DNAUP15.3-16.0-B5 | DNA Bundle 5 Upgrade License - From any 15.3.Z version to 16.0.Z, Supports up to 450 NEs: Upgrades entire DNA Release (Enables access to all features in R16.0). | 397000
DNAUP15.3-16.0-B6 | DNA Bundle 6 Upgrade License - From any 15.3.Z version to 16.0.Z, Supports up to 650 NEs: Upgrades entire DNA Release (Enables access to all features in R16.0). | 590000
DNAUP15.3-16.0-B7 | DNA Bundle 7 Upgrade License - From any 15.3.Z version to 16.0.Z, Supports up to 1000 NEs: Upgrades entire DNA Release (Enables access to all features in R16.0). | 825000
DNAUP15.3-16.0-B8 | DNA Bundle 8 Upgrade License - From any 15.3.Z version to 16.0.Z, Supports up to 1500 NEs: Upgrades entire DNA Release (Enables access to all features in R16.0). | 1087000
DNAUP15.3-16.0-B9 | DNA Bundle 9 Upgrade License - From any 15.3.Z version to 16.0.Z, Supports up to 2200 NEs: Upgrades entire DNA Release (Enables access to all features in R16.0). | 1430000
DNAUP16.0-16.1-B1 | DNA Bundle 1 Upgrade License - From any 16.0.Z version to 16.1.Z, Supports up to 25 NEs: Upgrades entire DNA Release (Enables access to all features in R16.1). | 34500
DNAUP16.0-16.1-B10 | DNA Bundle 10 Upgrade License - From any 16.0.Z version to 16.1.Z, Supports up to 3000 NEs: Upgrades entire DNA Release (Enables access to all features in R16.1). | 1650000
DNAUP16.0-16.1-B2 | DNA Bundle 2 Upgrade License - From any 16.0.Z version to 16.1.Z, Supports up to 50 NEs: Upgrades entire DNA Release (Enables access to all features in R16.1). | 62000
DNAUP16.0-16.1-B3 | DNA Bundle 3 Upgrade License - From any 16.0.Z version to 16.1.Z, Supports up to 100 NEs: Upgrades entire DNA Release (Enables access to all features in R16.1). | 112500
DNAUP16.0-16.1-B4 | DNA Bundle 4 Upgrade License - From any 16.0.Z version to 16.1.Z, Supports up to 250 NEs: Upgrades entire DNA Release (Enables access to all features in R16.1). | 255000
DNAUP16.0-16.1-B5 | DNA Bundle 5 Upgrade License - From any 16.0.Z version to 16.1.Z, Supports up to 450 NEs: Upgrades entire DNA Release (Enables access to all features in R16.1). | 397000
DNAUP16.0-16.1-B6 | DNA Bundle 6 Upgrade License - From any 16.0.Z version to 16.1.Z, Supports up to 650 NEs: Upgrades entire DNA Release (Enables access to all features in R16.1). | 590000
DNAUP16.0-16.1-B7 | DNA Bundle 7 Upgrade License - From any 16.0.Z version to 16.1.Z, Supports up to 1000 NEs: Upgrades entire DNA Release (Enables access to all features in R16.1). | 825000
DNAUP16.0-16.1-B8 | DNA Bundle 8 Upgrade License - From any 16.0.Z version to 16.1.Z, Supports up to 1500 NEs: Upgrades entire DNA Release (Enables access to all features in R16.1). | 1087000
DNAUP16.0-16.1-B9 | DNA Bundle 9 Upgrade License - From any 16.0.Z version to 16.1.Z, Supports up to 2200 NEs: Upgrades entire DNA Release (Enables access to all features in R16.1). | 1430000
Product Family: FIS
SNMP-11.0-FIS | Infinera Management Suite Integration Server - Release 11.0 SNMPv2c RTU IMS SNMPv2c fault integration server provides a real-time SNMP trap stream from the IMS DNA. One (1) required for each IMS DNA supporting a northbound trap interface. Required for Netcool Integration. | 24000
SNMPUP-10.1-11.0 | Infinera SNMP Fault Integration Server, Release 11.0 RTU Upgrade from R10.1 to 11.0. This Upgrade provides access to all features within the SNMP FIS R11.0. | 12000
SNMP-15.3-FIS | Infinera Management Suite Integration Server - Release 15.3 SNMPv2c RTU IMS SNMPv2c fault integration server provides a real-time SNMP trap stream from the IMS DNA. One (1) required for each IMS DNA supporting a northbound trap interface. Required for Netcool Integration. | 24000
SNMPUP-11.0-15.3 | Infinera SNMP Fault Integration Server, Release 15.3 RTU Upgrade from R11.0 to 15.3. This Upgrade provides access to all features within the SNMP FIS R15.3. | 12000
SNMP-16.1-FIS | Infinera Management Suite Integration Server - Release 16.1 SNMPv2c RTU IMS SNMPv2c fault integration server provides a real-time SNMP trap stream from the IMS DNA. One (1) required for each IMS DNA supporting a northbound trap interface. Required for Netcool Integration. | 24000
SNMP-16.0-FIS | Infinera Management Suite Integration Server - Release 16.0 SNMPv2c RTU IMS SNMPv2c fault integration server provides a real-time SNMP trap stream from the IMS DNA. One (1) required for each IMS DNA supporting a northbound trap interface. Required for Netcool Integration. | 24000
SNMPUP-15.3-16.0 | Infinera SNMP Fault Integration Server, Release 16.0 RTU Upgrade from R15.3 to 16.0. This Upgrade provides access to all features within the SNMP FIS R16.0. | 12000
SNMPUP-16.0-16.1 | Infinera SNMP Fault Integration Server, Release 16.1 RTU Upgrade from R16.0 to 16.1. This Upgrade provides access to all features within the SNMP FIS R16.1. | 12000
Product Family: SER
ICS-CX-RACK-COM | Infinera Customer Services -The Infinera EF&I Cloud Xpress Installation and Commissioning service provides network equipment unpack/audit, physical installation of the hardware, software installation, configuration of the system to bring it to operational state in a point to point configuration and Customer Acceptance Document. This Service includes project management that oversees and coordinates the aspects of the project as defined in the SOW. Price is per Chassis. | 1700
ICS-CX-RACK-COM-M | Infinera Customer Services - The Infinera EF&I Cloud Xpress Installation and Commissioning Service for Add on Chassis provides network equipment unpack/audit, physical installation of the hardware, software installation, configuration of the system to bring it to operational state in a point to point configuration and Customer Acceptance Document. This Service includes project management that oversees and coordinates the aspects of the project as defined in the SOW. Price is per Chassis. | 700
HW-WRTY-CX-1Y | Infinera Customer Services - Infinera Cloud Xpress Extended Hardware Warranty Support provides extended hardware warranty support for the period of 1 year. This service includes: Module return and/or repair (30 days from receipt) Hardware Revision - ECO Updates (as required) Failure Analysis and Customer Report.Price is calculated as a percentage of Hardware Sale Price (excluding one-time or bundle discounts) (Shippable Certificate ). Purchase of TAC Support is a prerequisite to ordering this service | 5.5
ICS-NMS-1YR-CX | Infinera Customer Services - 24x7x365 Network management for Infinera CX equipment - 1 Year Term. Includes network management, break fix services, customized notification and escalation services and reporting. Price is per chassis. Purchase of TAC Support is a prerequisite to ordering this service. | 2500
ICS-TAC-1YR-CX | Infinera Customer Services - 24x7x365 Technical Assistance Center (TAC) Support for all Cloud Xpress Software and Hardware related issues. Price is calculated as a percentage of Hardware Sale Price (excluding one-time or bundle discounts). | 1.5
ICS-FLM-4H-1Y-CX | First Line Maintenance - 4 hour Engineer Arrive CX: 4 Hour Engineer Arrival provides an on-site Technical Engineer to remove a defective FRU and install its replacement or to facilitate fault isolation that Infinera determines cannot be performed remotely. The Field Engineer will arrive at the Customer site within 4 hours of Infinera's confirmation that a dispatch is needed 24x7x365. Price is calculated as a percentage of the Hardware Sale Price (excluding package or bundle discounts). | 5
ICS-SPMGT-CX-NBDS-1Y | Infinera Customer Services - Spares Management - Next Business Day Ship CX: In the event of hardware failure, an advanced delivery of a replacement module will be shipped to the designated customer site by next business day from the time the RMA( Return Material Authorization) has been issued and approved by Infinera. Price is calculated as a percentage of Hardware Sale Price (excluding one-time or bundle discounts). | 2
ICS-SPMGT-CX-4HR-1Y | Spares Management - 4 hour Arrival- 1 year- In the event of a hardware failure, an advanced delivery of a replacement module will arrive at the designated buyer site within 4 hours from the time the RMA (Return Material Authorization) has been issued and approved by Infinera. Price is calculated as a percentage of Hardware Sale Price (excluding one-time or bundle discounts) | 5
IQC-EXTENDED-1Y-CX | Infinera Customer Services - Extended CX Software Warranty - Includes 1 year of CX maintenance release for the specific release version of the covered CX chassis. Price is calculated on a per CX software license basis. Purchase of TAC Support is a prerequisite to ordering this service. | 750
IQ-SS1-1Y-CX500 | IQ Cloud Xpress (CX) Software Support Package - 1 year - CX500. Provides 1 year of Priority 24x7x365 TAC support for all software related issues. Provides remote software upgrade support, access to Infinera labs for software regression testing and entitlement to new software versions released during the coverage period. This support PON is required for each CX chassis purchased. Purchase of TAC support is a prerequisite to ordering this service. | 1250
Product Family: CX
XMM | Xpress Management and Control Module | 2200
XP-FANMODULE | Xpress Fan Module; individually replaceable modules - 4 total per CX chassis | 500
XP-FIBERGUIDE | Xpress fiberguide tray (included with all base Chassis PONs) | 450
XP-PEM-AC | Xpress Power Entry Module AC; choose two PEMs per chassis for 1:1 redundancy. No AC power cord included | 600
MPO-LC-X8S-3.0 | 3.0m MPO to 8 x LC SMF breakout cable | 500
MPO-LC-X8M-3.0 | 3.0m MPO to 8 x LC MMF breakout cable | 425
XP-RM-2P-PKG | XP Rack Mount ANSI (19 & 23) & ETSI, 2-post | 400
XP-RM-4P-PKG | XP Rack Mount ANSI (19 & 23) & ETSI, 4-post | 500
XP-AIRFLTR-A | XP Air Filter Replacement Type A (QSFP) for CX-40E and XT-500F | 350
XP-AIRFLTR-ASSY-A | XP Air Filter Assembly (includes air filter mounting bracket and air filter) Type A (QSFP) for CX-40E and XT-500F | 550
XP-AIRFLTR-ASSY-B | XP Air Filter Assembly (includes air filter mounting bracket and air filter) Type B (SFP+) for CX-10E | 550
XP-AIRFLTR-B | XP Air Filter Replacement Type B (SFP+) for CX-10E | 350
XP-DCPWR-CBL-15 | XP DC PEM power cable assembly. 15 ft length | 350
XP-AIRFLTR-C | XP Air Filter Assembly (includes air filter mounting bracket and air filter) Type C for CX-100E and XT-500S | 350
XP-AIRFLTR-ASSY-C | XP Air Filter Assembly (includes air filter mounting bracket and air filter) Type C for CX-100E and XT-500S | 550
XMM2 | Xpress2 Management Control Module | 2900
XP2-AIRFLTR-ASSY | Xpress2 Air Filter Assembly (includes air filter mounting bracket and air filter) | 650
XP2-DCPWR-CBL-15 | Xpress2 and XT(S)-3300 DC PEM power cable assembly, 15ft length | 350
XP2-FANMODULE | Xpress2 and XT(S)-3300 Fan Module; individually replaceable modules | 300
XP2-FIBERGUIDE | Xpress2 and XT(S)-3300 fiberguide tray (included with all base Chassis PONs) | 450
XP2-PEM-AC | XPress2 Power Entry Module AC. No AC power cord included. | 1000
XP2-RM-2P-PKG | 2-post rack mount for Xpress2 and XT(S)-3300, compatible with 23 in. and 19 in. ANSI frames and ETSI installations | 400
XP2-RM-4P-PKG | 4-post rack mount for Xpress2 and XT(S)-3300, compatible with 23 in. and 19 in. ANSI frames and ETSI installations | 475
XP2-RM-4P-DUAL-PKG | 4-post rack mount for 2 Xpress2, compatible with 23 in&19 in. ANSI frames and ETSI installation | 950
CX-10E-500S-1C2 | Cloud Xpress 500G OCG tuning group 1 Type 2, 10GbE Client optimized (includes 4 required XP-FANMODULE and XP- FIBERGUIDE). | 275000
CX-10E-500S-3C2 | Cloud Xpress 500G OCG tuning group 3 Type 2, 10GbE Client optimized (includes 4 required XP-FANMODULE and XP- FIBERGUIDE). | 275000
CX-10E-500S-5C2 | Cloud Xpress 500G OCG tuning group 5 Type 2, 10GbE Client optimized (includes 4 required XP-FANMODULE and XP- FIBERGUIDE). | 275000
CX-10E-500S-7C2 | Cloud Xpress 500G OCG tuning group 7 Type 2, 10GbE Client optimized (includes 4 required XP-FANMODULE and XP- FIBERGUIDE). | 275000
CX-10E-500SB-1C2 | Cloud Xpress 500G OCG tuning group 1 Type 2, 10GbE Client optimized, Supports Instant Bandwidth, one 100G Bandwidth License is included with the chassis, (includes 4 required XP-FANMODULE and XP- FIBERGUIDE). | 95000
CX-10E-500SB-3C2 | Cloud Xpress 500G OCG tuning group 3 Type 2, 10GbE Client optimized, Supports Instant Bandwidth, one 100G Bandwidth License is included with the chassis, (includes 4 required XP-FANMODULE and XP- FIBERGUIDE). | 95000
CX-10E-500SB-5C2 | Cloud Xpress 500G OCG tuning group 5 Type 2, 10GbE Client optimized, Supports Instant Bandwidth, one 100G Bandwidth License is included with the chassis, (includes 4 required XP-FANMODULE and XP- FIBERGUIDE). | 95000
CX-10E-500SB-7C2 | Cloud Xpress 500G OCG tuning group 7 Type 2, 10GbE Client optimized, Supports Instant Bandwidth, one 100G Bandwidth License is included with the chassis, (includes 4 required XP-FANMODULE and XP- FIBERGUIDE). | 95000
CX-10E-500S-1C3 | Cloud Xpress 500G OCG tuning group 1 Type 3, 10GbE Client optimized (includes 4 required XP-FANMODULE and XP- FIBERGUIDE). | 384000
CX-10E-500S-3C3 | Cloud Xpress 500G OCG tuning group 3 Type 3, 10GbE Client optimized (includes 4 required XP-FANMODULE and XP- FIBERGUIDE). | 384000
CX-10E-500S-5C3 | Cloud Xpress 500G OCG tuning group 5 Type 3, 10GbE Client optimized (includes 4 required XP-FANMODULE and XP- FIBERGUIDE). | 384000
CX-10E-500S-7C3 | Cloud Xpress 500G OCG tuning group 7 Type 3, 10GbE Client optimized (includes 4 required XP-FANMODULE and XP- FIBERGUIDE). | 384000
CX-10E-500SB-1C3 | Cloud Xpress 500G OCG tuning group 1 Type 3, 10GbE client optimized, Supports Instant Bandwidth, one 100G Bandwidth License is included with the chassis, (includes 4 required XP-FANMOODULE and XP- FIBERGUIDE). | 173000
CX-10E-500SB-3C3 | Cloud Xpress 500G OCG tuning group 3 Type 3, 10GbE client optimized, Supports Instant Bandwidth, one 100G Bandwidth License is included with the chassis, (includes 4 required XP-FANMOODULE and XP- FIBERGUIDE). | 173000
CX-10E-500SB-5C3 | Cloud Xpress 500G OCG tuning group 5 Type 3, 10GbE client optimized, Supports Instant Bandwidth, one 100G Bandwidth License is included with the chassis, (includes 4 required XP-FANMOODULE and XP- FIBERGUIDE). | 173000
CX-10E-500SB-7C3 | Cloud Xpress 500G OCG tuning group 7 Type 3, 10GbE client optimized, Supports Instant Bandwidth, one 100G Bandwidth License is included with the chassis, (includes 4 required XP-FANMOODULE and XP- FIBERGUIDE). | 173000
CX-100E-500S-1C2 | Cloud Xpress 500G OCG tuning group 1 Type 2, 100GbE Client optimized (supports 10GbE and 100GbE), (includes 4 required XP-FANMODULE and XP- FIBERGUIDE). | 275000
CX-100E-500S-1C3 | Cloud Xpress 500G OCG tuning group 1 Type 3, 100GbE Client optimized (supports 10GbE and 100GbE), (includes 4 required XP-FANMODULE and XP- FIBERGUIDE). | 384000
CX-100E-500S-3C2 | Cloud Xpress 500G OCG tuning group 3 Type 2, 100GbE Client optimized (supports 10GbE and 100GbE), (includes 4 required XP-FANMODULE and XP- FIBERGUIDE). | 275000
CX-100E-500S-3C3 | Cloud Xpress 500G OCG tuning group 3 Type 3, 100GbE Client optimized (supports 10GbE and 100GbE), (includes 4 required XP-FANMODULE and XP- FIBERGUIDE). | 384000
CX-100E-500S-5C2 | Cloud Xpress 500G OCG tuning group 5 Type 2, 100GbE Client optimized (supports 10GbE and 100GbE), (includes 4 required XP-FANMODULE and XP- FIBERGUIDE). | 275000
CX-100E-500S-5C3 | Cloud Xpress 500G OCG tuning group 5 Type 3, 100GbE Client optimized (supports 10GbE and 100GbE), (includes 4 required XP-FANMODULE and XP- FIBERGUIDE). | 384000
CX-100E-500S-7C2 | Cloud Xpress 500G OCG tuning group 7 Type 2, 100GbE Client optimized (supports 10GbE and 100GbE), (includes 4 required XP-FANMODULE and XP- FIBERGUIDE). | 275000
CX-100E-500S-7C3 | Cloud Xpress 500G OCG tuning group 7 Type 3, 100GbE Client optimized (supports 10GbE and 100GbE), (includes 4 required XP-FANMODULE and XP- FIBERGUIDE). | 384000
CX-100E-500SB-1C2 | Cloud Xpress 500G OCG tuning group 1 Type 2, 100GbE client optimized(supports 10GbE & 100GbE), Supports Instant Bandwidth, one 100G Bandwidth License is included with the chassis, (includes 4 required XP-FANMOODULE and XP- FIBERGUIDE). | 95000
CX-100E-500SB-1C3 | Cloud Xpress 500G OCG tuning group 1 Type 3, 100GbE client optimized(supports 10GbE & 100GbE), Supports Instant Bandwidth, one 100G Bandwidth License is included with the chassis, (includes 4 required XP-FANMOODULE and XP- FIBERGUIDE). | 173000
CX-100E-500SB-3C2 | Cloud Xpress 500G OCG tuning group 3 Type 2, 100GbE client optimized(supports 10GbE & 100GbE), Supports Instant Bandwidth, one 100G Bandwidth License is included with the chassis, (includes 4 required XP-FANMOODULE and XP- FIBERGUIDE). | 95000
CX-100E-500SB-3C3 | Cloud Xpress 500G OCG tuning group 3 Type 3, 100GbE client optimized(supports 10GbE & 100GbE), Supports Instant Bandwidth, one 100G Bandwidth License is included with the chassis, (includes 4 required XP-FANMOODULE and XP- FIBERGUIDE). | 173000
CX-100E-500SB-5C2 | Cloud Xpress 500G OCG tuning group 5 Type 2, 100GbE client optimized(supports 10GbE & 100GbE), Supports Instant Bandwidth, one 100G Bandwidth License is included with the chassis, (includes 4 required XP-FANMOODULE and XP- FIBERGUIDE). | 95000
CX-100E-500SB-5C3 | Cloud Xpress 500G OCG tuning group 5 Type 3, 100GbE client optimized(supports 10GbE & 100GbE), Supports Instant Bandwidth, one 100G Bandwidth License is included with the chassis, (includes 4 required XP-FANMOODULE and XP- FIBERGUIDE). | 173000
CX-100E-500SB-7C2 | Cloud Xpress 500G OCG tuning group 7 Type 2, 100GbE client optimized(supports 10GbE & 100GbE), Supports Instant Bandwidth, one 100G Bandwidth License is included with the chassis, (includes 4 required XP-FANMOODULE and XP- FIBERGUIDE). | 95000
CX-100E-500SB-7C3 | Cloud Xpress 500G OCG tuning group 7 Type 3, 100GbE client optimized(supports 10GbE & 100GbE), Supports Instant Bandwidth, one 100G Bandwidth License is included with the chassis, (includes 4 required XP-FANMOODULE and XP- FIBERGUIDE). | 173000
CX-100E-500F-13C2 | Cloud Xpress 500G Flex tuning group 13 Type 2, 100GbE Client , (includes 4 required XP-FANMODULE and XP- FIBERGUIDE). | 275000
CX-100E-500F-13C3 | Cloud Xpress 500G Flex tuning group 13 Type 3, 100GbE Client , (includes 4 required XP-FANMODULE and XP- FIBERGUIDE). | 384000
CX-100E-500F-17C2 | Cloud Xpress 500G Flex tuning group 17 Type 2, 100GbE Client , (includes 4 required XP-FANMODULE and XP- FIBERGUIDE). | 275000
CX-100E-500F-17C3 | Cloud Xpress 500G Flex tuning group 17 Type 3, 100GbE Client , (includes 4 required XP-FANMODULE and XP- FIBERGUIDE). | 384000
CX-100E-500F-1C2 | Cloud Xpress 500G Flex tuning group 1 Type 2, 100GbE Client , (includes 4 required XP-FANMODULE and XP- FIBERGUIDE). | 275000
CX-100E-500F-1C3 | Cloud Xpress 500G Flex tuning group 1 Type 3, 100GbE Client , (includes 4 required XP-FANMODULE and XP- FIBERGUIDE). | 384000
CX-100E-500F-5C2 | Cloud Xpress 500G Flex tuning group 5 Type 2, 100GbE Client , (includes 4 required XP-FANMODULE and XP- FIBERGUIDE). | 275000
CX-100E-500F-5C3 | Cloud Xpress 500G Flex tuning group 5 Type 3, 100GbE Client , (includes 4 required XP-FANMODULE and XP- FIBERGUIDE). | 384000
CX-100E-500F-9C2 | Cloud Xpress 500G Flex tuning group 9 Type 2, 100GbE Client , (includes 4 required XP-FANMODULE and XP- FIBERGUIDE). | 275000
CX-100E-500F-9C3 | Cloud Xpress 500G Flex tuning group 9 Type 3, 100GbE Client , (includes 4 required XP-FANMODULE and XP- FIBERGUIDE). | 384000
CX-100E-500FB-13C2 | Cloud Xpress 500G Flex tuning group 13 Type 2, 100GbE client, Supports Instant Bandwidth, 100G of Bandwidth License is included with the chassis, (includes 4 required XP-FANMOODULE and XP- FIBERGUIDE). | 95000
CX-100E-500FB-13C3 | Cloud Xpress 500G Flex tuning group 13 Type 3, 100GbE client, Supports Instant Bandwidth, 100G of Bandwidth License is included with the chassis, (includes 4 required XP-FANMOODULE and XP- FIBERGUIDE). | 173000
CX-100E-500FB-17C2 | Cloud Xpress 500G Flex tuning group 17 Type 2, 100GbE client, Supports Instant Bandwidth, 100G of Bandwidth License is included with the chassis, (includes 4 required XP-FANMOODULE and XP- FIBERGUIDE). | 95000
CX-100E-500FB-17C3 | Cloud Xpress 500G Flex tuning group 17 Type 3, 100GbE client, Supports Instant Bandwidth, 100G of Bandwidth License is included with the chassis, (includes 4 required XP-FANMOODULE and XP- FIBERGUIDE). | 173000
CX-100E-500FB-1C2 | Cloud Xpress 500G Flex tuning group 1 Type 2, 100GbE client, Supports Instant Bandwidth, 100G of Bandwidth License is included with the chassis, (includes 4 required XP-FANMOODULE and XP- FIBERGUIDE). | 95000
CX-100E-500FB-1C3 | Cloud Xpress 500G Flex tuning group 1 Type 3, 100GbE client, Supports Instant Bandwidth, 100G of Bandwidth License is included with the chassis, (includes 4 required XP-FANMOODULE and XP- FIBERGUIDE). | 173000
CX-100E-500FB-5C2 | Cloud Xpress 500G Flex tuning group 5 Type 2, 100GbE client, Supports Instant Bandwidth, 100G of Bandwidth License is included with the chassis, (includes 4 required XP-FANMOODULE and XP- FIBERGUIDE). | 95000
CX-100E-500FB-5C3 | Cloud Xpress 500G Flex tuning group 5 Type 3, 100GbE client, Supports Instant Bandwidth, 100G of Bandwidth License is included with the chassis, (includes 4 required XP-FANMOODULE and XP- FIBERGUIDE). | 173000
CX-100E-500FB-9C2 | Cloud Xpress 500G Flex tuning group 9 Type 2, 100GbE client, Supports Instant Bandwidth, 100G of Bandwidth License is included with the chassis, (includes 4 required XP-FANMOODULE and XP- FIBERGUIDE). | 95000
CX-100E-500FB-9C3 | Cloud Xpress 500G Flex tuning group 9 Type 3, 100GbE client, Supports Instant Bandwidth, 100G of Bandwidth License is included with the chassis, (includes 4 required XP-FANMOODULE and XP- FIBERGUIDE). | 173000
CX-100E-1200F-C2 | Cloud Xpress 1.2T Contiguous Flex Type 2, 100GbE Client, (includes 5 required XP2-FANMODULE and 1 XP2- FIBERGUIDE). | 462000
CX-100E-1200F-C3 | Cloud Xpress 1.2T Contiguous Flex Type 3, 100GbE Client, (includes 5 required XP2-FANMODULE and 1 XP2- FIBERGUIDE). | 545000
CX-100E-1200FB-C2 | Cloud Xpress 1.2T Contiguous Flex Type 2, 100GbE Client, Include 200G Instant Bandwidth LIC, (includes 5 required XP2-FANMODULE and 1 XP2- FIBERGUIDE). | 148200
CX-100E-1200FB-C3 | Cloud Xpress 1.2T Contiguous Flex Type 3, 100GbE Client, include 200G Instant Bandwidth LIC, (includes 5 required XP2-FANMODULE and 1 XP2- FIBERGUIDE). | 175000
CX-40E-500S-1C2 | Cloud Xpress 500G OCG tuning group 1 Type 2, 40GbE Client optimized, also support 10GbE client with break out cables (includes 4 required XP-FANMODULE and XP- FIBERGUIDE). | 275000
CX-40E-500S-3C2 | Cloud Xpress 500G OCG tuning group 3 Type 2, 40GbE Client optimized, also support 10GbE client with break out cables (includes 4 required XP-FANMODULE and XP- FIBERGUIDE). | 275000
CX-40E-500S-5C2 | Cloud Xpress 500G OCG tuning group 5 Type 2, 40GbE Client optimized, also support 10GbE client with break out cables (includes 4 required XP-FANMODULE and XP- FIBERGUIDE). | 275000
CX-40E-500S-7C2 | Cloud Xpress 500G OCG tuning group 7 Type 2, 40GbE Client optimized, also support 10GbE client with break out cables (includes 4 required XP-FANMODULE and XP- FIBERGUIDE). | 275000
CX-40E-500SB-1C2 | Cloud Xpress 500G OCG tuning group 1 Type 2, 40GbE client optimized, also support 10GbE client with break out cables, Supports Instant Bandwidth, one 100G Bandwidth License is included with the chassis, (includes 4 required XP-FANMOODULE and XP- FIBERGUIDE). | 95000
CX-40E-500SB-3C2 | Cloud Xpress 500G OCG tuning group 3 Type 2, 40GbE client optimized, also support 10GbE client with break out cables, Supports Instant Bandwidth, one 100G Bandwidth License is included with the chassis, (includes 4 required XP-FANMOODULE and XP- FIBERGUIDE). | 95000
CX-40E-500SB-5C2 | Cloud Xpress 500G OCG tuning group 5 Type 2, 40GbE client optimized, also support 10GbE client with break out cables, Supports Instant Bandwidth, one 100G Bandwidth License is included with the chassis, (includes 4 required XP-FANMOODULE and XP- FIBERGUIDE). | 95000
CX-40E-500SB-7C2 | Cloud Xpress 500G OCG tuning group 7 Type 2, 40GbE client optimized, also support 10GbE client with break out cables, Supports Instant Bandwidth, one 100G Bandwidth License is included with the chassis, (includes 4 required XP-FANMOODULE and XP- FIBERGUIDE). | 95000
XP-PEM-DC+ | Xpress Power Entry Module DC kit (includes 15ft DC cable); choose two PEMs per chassis for 1:1 redundancy | 2500
XP2-PEM-DC+ | XPress2 Power Entry Module DC Kit (includes XP2-DCPWR-CBL-15 DC cable) | 2850
CX10E-500S-1C2A2+ | Cloud Xpress Equipment Bundle, includes: 1 CX-10E-500S-1C2 chassis, 2 XP-PEM-AC, 1 XMM. Configuration options - order rack mounts separately and specify software version to ship with order. Note - no AC power cord is included. | 280000
CX10E-500S-1C2D2+ | Cloud Xpress Equipment Bundle, includes: 1 CX-10E-500S-1C2, 2 XP-PEM-DC, 1 XMM. Configuration options - order rack mounts separately and specify software version to ship with order | 284000
CX10E-500S-3C2A2+ | Cloud Xpress Equipment Bundle, includes: 1 CX-10E-500S-3C2 chassis, 2 XP-PEM-AC, 1 XMM. Configuration options - order rack mounts separately and specify software version to ship with order. Note - no AC power cord is included. | 280000
CX10E-500S-3C2D2+ | Cloud Xpress Equipment Bundle, includes: 1 CX-10E-500S-3C2, 2 XP-PEM-DC, 1 XMM. Configuration options - order rack mounts separately and specify software version to ship with order | 284000
CX10E-500S-5C2A2+ | Cloud Xpress Equipment Bundle, includes: 1 CX-10E-500S-5C2 chassis, 2 XP-PEM-AC, 1 XMM. Configuration options - order rack mounts separately and specify software version to ship with order. Note - no AC power cord is included. | 280000
CX10E-500S-5C2D2+ | Cloud Xpress Equipment Bundle, includes: 1 CX-10E-500S-5C2, 2 XP-PEM-DC, 1 XMM. Configuration options - order rack mounts separately and specify software version to ship with order | 284000
CX10E-500S-7C2A2+ | Cloud Xpress Equipment Bundle, includes: 1 CX-10E-500S-7C2 chassis, 2 XP-PEM-AC, 1 XMM. Configuration options - order rack mounts separately and specify software version to ship with order. Note - no AC power cord is included. | 280000
CX10E-500S-7C2D2+ | Cloud Xpress Equipment Bundle, includes: 1 CX-10E-500S-7C2, 2 XP-PEM-DC, 1 XMM. Configuration options - order rack mounts separately and specify software version to ship with order | 284000
CX10E-500SB-1C2A2+ | Cloud Xpress Equipment Bundle, includes: 1 CX-10E-500SB-1C2, 2 XP-PEM-AC, 1 XMM, Supports Instant Bandwidth, one 100G Bandwidth License is included with the chassis. Configuration options - order rack mounts separately and specify software version to ship with order. Note - no AC power cord is included. | 100000
CX10E-500SB-1C2D2+ | Cloud Xpress Equipment Bundle, includes: 1 CX-10E-500SB-1C2, 2 XP-PEM-DC, 1 XMM, Supports Instant Bandwidth, one 100G Bandwidth License is included with the chassis. Configuration options - order rack mounts separately and specify software version to ship with order. | 104000
CX10E-500SB-3C2A2+ | Cloud Xpress Equipment Bundle, includes: 1 CX-10E-500SB-3C2, 2 XP-PEM-AC, 1 XMM, Supports Instant Bandwidth, one 100G Bandwidth License is included with the chassis. Configuration options - order rack mounts separately and specify software version to ship with order. Note - no AC power cord is included. | 100000
CX10E-500SB-3C2D2+ | Cloud Xpress Equipment Bundle, includes: 1 CX-10E-500SB-3C2, 2 XP-PEM-DC, 1 XMM, Supports Instant Bandwidth, one 100G Bandwidth License is included with the chassis. Configuration options - order rack mounts separately and specify software version to ship with order. | 104000
CX10E-500SB-5C2A2+ | Cloud Xpress Equipment Bundle, includes: 1 CX-10E-500SB-5C2, 2 XP-PEM-AC, 1 XMM, Supports Instant Bandwidth, one 100G Bandwidth License is included with the chassis. Configuration options - order rack mounts separately and specify software version to ship with order. Note - no AC power cord is included. | 100000
CX10E-500SB-5C2D2+ | Cloud Xpress Equipment Bundle, includes: 1 CX-10E-500SB-5C2, 2 XP-PEM-DC, 1 XMM, Supports Instant Bandwidth, one 100G Bandwidth License is included with the chassis. Configuration options - order rack mounts separately and specify software version to ship with order. | 104000
CX10E-500SB-7C2A2+ | Cloud Xpress Equipment Bundle, includes: 1 CX-10E-500SB-7C2, 2 XP-PEM-AC, 1 XMM, Supports Instant Bandwidth, one 100G Bandwidth License is included with the chassis. Configuration options - order rack mounts separately and specify software version to ship with order. Note - no AC power cord is included. | 100000
CX10E-500SB-7C2D2+ | Cloud Xpress Equipment Bundle, includes: 1 CX-10E-500SB-7C2, 2 XP-PEM-DC, 1 XMM, Supports Instant Bandwidth, one 100G Bandwidth License is included with the chassis. Configuration options - order rack mounts separately and specify software version to ship with order. | 104000
CX100E-500S-1C2A2+ | Cloud Xpress Equipment Bundle, includes: 1 CX-100E-500S-1C2 chassis, 2 XP-PEM-AC, 1 XMM. Configuration options - order rack mounts separately and specify software version to ship with order. Note - no AC power cord is included. | 280000
CX100E-500S-1C2D2+ | Cloud Xpress Equipment Bundle, includes: 1 CX-100E-500S-1C2 chassis, 2 XP-PEM-DC, 1 XMM. Configuration options - order rack mounts separately and specify software version to ship with order. | 284000
CX100E-500S-3C2A2+ | Cloud Xpress Equipment Bundle, includes: 1 CX-100E-500S-3C2 chassis, 2 XP-PEM-AC, 1 XMM. Configuration options - order rack mounts separately and specify software version to ship with order. Note - no AC power cord is included. | 280000
CX100E-500S-3C2D2+ | Cloud Xpress Equipment Bundle, includes: 1 CX-100E-500S-3C2 chassis, 2 XP-PEM-DC, 1 XMM. Configuration options - order rack mounts separately and specify software version to ship with order. | 284000
CX100E-500S-5C2A2+ | Cloud Xpress Equipment Bundle, includes: 1 CX-100E-500S-5C2 chassis, 2 XP-PEM-AC, 1 XMM. Configuration options - order rack mounts separately and specify software version to ship with order. Note - no AC power cord is included. | 280000
CX100E-500S-5C2D2+ | Cloud Xpress Equipment Bundle, includes: 1 CX-100E-500S-5C2 chassis, 2 XP-PEM-DC, 1 XMM. Configuration options - order rack mounts separately and specify software version to ship with order. | 284000
CX100E-500S-7C2A2+ | Cloud Xpress Equipment Bundle, includes: 1 CX-100E-500S-7C2 chassis, 2 XP-PEM-AC, 1 XMM. Configuration options - order rack mounts separately and specify software version to ship with order. Note - no AC power cord is included. | 280000
CX100E-500S-7C2D2+ | Cloud Xpress Equipment Bundle, includes: 1 CX-100E-500S-7C2 chassis, 2 XP-PEM-DC, 1 XMM. Configuration options - order rack mounts separately and specify software version to ship with order. | 284000
CX100E-500SB-1C2A2+ | Cloud Xpress Equipment Bundle, includes: 1 CX-100E-500SB-1C2, 2 XP-PEM-AC, 1 XMM, Supports Instant Bandwidth, one 100G Bandwidth License is included with the chassis. Configuration options - order rack mounts separately and specify software version to ship with order. Note - no AC power cord is included. | 100000
CX100E-500SB-1C2D2+ | Cloud Xpress Equipment Bundle, includes: 1 CX-100E-500SB-1C2, 2 XP-PEM-DC, 1 XMM, Supports Instant Bandwidth, one 100G Bandwidth License is included with the chassis. Configuration options - order rack mounts separately and specify software version to ship with order. | 104000
CX100E-500SB-3C2A2+ | Cloud Xpress Equipment Bundle, includes: 1 CX-100E-500SB-3C2, 2 XP-PEM-AC, 1 XMM, Supports Instant Bandwidth, one 100G Bandwidth License is included with the chassis. Configuration options - order rack mounts separately and specify software version to ship with order. Note - no AC power cord is included. | 100000
CX100E-500SB-3C2D2+ | Cloud Xpress Equipment Bundle, includes: 1 CX-100E-500SB-3C2, 2 XP-PEM-DC, 1 XMM, Supports Instant Bandwidth, one 100G Bandwidth License is included with the chassis. Configuration options - order rack mounts separately and specify software version to ship with order. | 104000
CX100E-500SB-5C2A2+ | Cloud Xpress Equipment Bundle, includes: 1 CX-100E-500SB-5C2, 2 XP-PEM-AC, 1 XMM, Supports Instant Bandwidth, one 100G Bandwidth License is included with the chassis. Configuration options - order rack mounts separately and specify software version to ship with order. Note - no AC power cord is included. | 100000
CX100E-500SB-5C2D2+ | Cloud Xpress Equipment Bundle, includes: 1 CX-100E-500SB-5C2, 2 XP-PEM-DC, 1 XMM, Supports Instant Bandwidth, one 100G Bandwidth License is included with the chassis. Configuration options - order rack mounts separately and specify software version to ship with order. | 104000
CX100E-500SB-7C2A2+ | Cloud Xpress Equipment Bundle, includes: 1 CX-100E-500SB-7C2, 2 XP-PEM-AC, 1 XMM, Supports Instant Bandwidth, one 100G Bandwidth License is included with the chassis. Configuration options - order rack mounts separately and specify software version to ship with order. Note - no AC power cord is included. | 100000
CX100E-500SB-7C2D2+ | Cloud Xpress Equipment Bundle, includes: 1 CX-100E-500SB-7C2, 2 XP-PEM-DC, 1 XMM, Supports Instant Bandwidth, one 100G Bandwidth License is included with the chassis. Configuration options - order rack mounts separately and specify software version to ship with order. | 104000
CX500F-13C2A2+ | Cloud Xpress Equipment Bundle, includes: 1 CX-100E-500F-13C2 chassis, 2 XP-PEM-AC, 1 XMM. Configuration options - order rack mounts separately and specify software version to ship with order. Note - no AC power cord is included. | 280000
CX500F-17C2A2+ | Cloud Xpress Equipment Bundle, includes: 1 CX-100E-500F-17C2 chassis, 2 XP-PEM-AC, 1 XMM. Configuration options - order rack mounts separately and specify software version to ship with order. Note - no AC power cord is included. | 280000
CX500F-1C2A2+ | Cloud Xpress Equipment Bundle, includes: 1 CX-100E-500F-1C2 chassis, 2 XP-PEM-AC, 1 XMM. Configuration options - order rack mounts separately and specify software version to ship with order. Note - no AC power cord is included. | 280000
CX500F-5C2A2+ | Cloud Xpress Equipment Bundle, includes: 1 CX-100E-500F-5C2 chassis, 2 XP-PEM-AC, 1 XMM. Configuration options - order rack mounts separately and specify software version to ship with order. Note - no AC power cord is included. | 280000
CX500F-9C2A2+ | Cloud Xpress Equipment Bundle, includes: 1 CX-100E-500F-9C2 chassis, 2 XP-PEM-AC, 1 XMM. Configuration options - order rack mounts separately and specify software version to ship with order. Note - no AC power cord is included. | 280000
CX500FB-13C2A2+ | Cloud Xpress Equipment Bundle, includes: 1 CX-100E-500FB-13C2, 2 XP-PEM-AC, 1 XMM, Supports Instant Bandwidth, 100G of Bandwidth License is included with the chassis. Configuration options - order rack mounts separately and specify software version to ship with order. Note - no AC power cord is included. | 100000
CX500FB-17C2A2+ | Cloud Xpress Equipment Bundle, includes: 1 CX-100E-500FB-17C2, 2 XP-PEM-AC, 1 XMM, Supports Instant Bandwidth, 100G of Bandwidth License is included with the chassis. Configuration options - order rack mounts separately and specify software version to ship with order. Note - no AC power cord is included. | 100000
CX500FB-1C2A2+ | Cloud Xpress Equipment Bundle, includes: 1 CX-100E-500FB-1C2, 2 XP-PEM-AC, 1 XMM, Supports Instant Bandwidth, 100G of Bandwidth License is included with the chassis. Configuration options - order rack mounts separately and specify software version to ship with order. Note - no AC power cord is included. | 100000
CX500FB-5C2A2+ | Cloud Xpress Equipment Bundle, includes: 1 CX-100E-500FB-5C2, 2 XP-PEM-AC, 1 XMM, Supports Instant Bandwidth, 100G of Bandwidth License is included with the chassis. Configuration options - order rack mounts separately and specify software version to ship with order. Note - no AC power cord is included. | 100000
CX500FB-9C2A2+ | Cloud Xpress Equipment Bundle, includes: 1 CX-100E-500FB-9C2, 2 XP-PEM-AC, 1 XMM, Supports Instant Bandwidth, 100G of Bandwidth License is included with the chassis. Configuration options - order rack mounts separately and specify software version to ship with order. Note - no AC power cord is included. | 100000
CX1200F-C2A2+ | CX Kit, CX-1200F AC, Contiguous Flexchannel Type 2. Includes: 1 CX-100E-1200F-C2 chassis, 2 XP2-PEM-AC, 1 XMM2. Configuration options - order rack mounts separately and specify software version to ship with order. Note - no AC power cord is included. | 466000
CX1200FB-C2A2+ | CX Instant Bandwidth Kit, CX-1200 AC, Contiguous Flexchannel Type 2. Includes: 1 CX-100E-1200FB-C2 chassis (include 200G IBW LIC), 2 XP2-PEM-AC, 1 XMM2. Configuration options - order rack mounts separately and specify software version to ship with order. Note - no AC power cord is included. | 152250
CX1200FB-C3A2+ | CX Instant Bandwidth Kit, CX-1200 AC, Contiguous Flexchannel Type 2. Includes: 1 CX-100E-1200FB-C2 chassis (include 200G IBW LIC), 2 XP2-PEM-AC, 1 XMM2. Configuration options - order rack mounts separately and specify software version to ship with order. Note - no AC power cord is included. | 179000
CX40E-500S-1C2A2+ | Cloud Xpress Equipment Bundle, includes: 1 CX-40E-500S-1C2 chassis, 2 XP-PEM-AC, 1 XMM. Configuration options - order rack mounts separately and specify software version to ship with order. Note - no AC power cord is included. | 280000
CX40E-500S-1C2D2+ | Cloud Xpress Equipment Bundle, includes: 1 CX-40E-500S-1C2, 2 XP-PEM-DC, 1 XMM. Configuration options - order rack mounts separately and specify software version to ship with order | 284000
CX40E-500S-3C2A2+ | Cloud Xpress Equipment Bundle, includes: 1 CX-40E-500S-3C2 chassis, 2 XP-PEM-AC, 1 XMM. Configuration options - order rack mounts separately and specify software version to ship with order. Note - no AC power cord is included. | 280000
CX40E-500S-3C2D2+ | Cloud Xpress Equipment Bundle, includes: 1 CX-40E-500S-3C2, 2 XP-PEM-DC, 1 XMM. Configuration options - order rack mounts separately and specify software version to ship with order | 284000
CX40E-500S-5C2A2+ | Cloud Xpress Equipment Bundle, includes: 1 CX-40E-500S-5C2 chassis, 2 XP-PEM-AC, 1 XMM. Configuration options - order rack mounts separately and specify software version to ship with order. Note - no AC power cord is included. | 280000
CX40E-500S-5C2D2+ | Cloud Xpress Equipment Bundle, includes: 1 CX-40E-500S-5C2, 2 XP-PEM-DC, 1 XMM. Configuration options - order rack mounts separately and specify software version to ship with order | 284000
CX40E-500S-7C2A2+ | Cloud Xpress Equipment Bundle, includes: 1 CX-40E-500S-7C2 chassis, 2 XP-PEM-AC, 1 XMM. Configuration options - order rack mounts separately and specify software version to ship with order. Note - no AC power cord is included. | 280000
CX40E-500S-7C2D2+ | Cloud Xpress Equipment Bundle, includes: 1 CX-40E-500S-7C2, 2 XP-PEM-DC, 1 XMM. Configuration options - order rack mounts separately and specify software version to ship with order | 284000
CX40E-500SB-1C2A2+ | Cloud Xpress Equipment Bundle, includes: 1 CX-40E-500SB-1C2, 2 XP-PEM-AC, 1 XMM, Supports Instant Bandwidth, one 100G Bandwidth License is included with the chassis. Configuration options - order rack mounts separately and specify software version to ship with order. Note - no AC power cord is included. | 100000
CX40E-500SB-1C2D2+ | Cloud Xpress Equipment Bundle, includes: 1 CX-40E-500SB-1C2, 2 XP-PEM-DC, 1 XMM, Supports Instant Bandwidth, one 100G Bandwidth License is included with the chassis. Configuration options - order rack mounts separately and specify software version to ship with order. | 104000
CX40E-500SB-3C2A2+ | Cloud Xpress Equipment Bundle, includes: 1 CX-40E-500SB-3C2, 2 XP-PEM-AC, 1 XMM, Supports Instant Bandwidth, one 100G Bandwidth License is included with the chassis. Configuration options - order rack mounts separately and specify software version to ship with order. Note - no AC power cord is included. | 100000
CX40E-500SB-3C2D2+ | Cloud Xpress Equipment Bundle, includes: 1 CX-40E-500SB-3C2, 2 XP-PEM-DC, 1 XMM, Supports Instant Bandwidth, one 100G Bandwidth License is included with the chassis. Configuration options - order rack mounts separately and specify software version to ship with order. | 104000
CX40E-500SB-5C2A2+ | Cloud Xpress Equipment Bundle, includes: 1 CX-40E-500SB-5C2, 2 XP-PEM-AC, 1 XMM, Supports Instant Bandwidth, one 100G Bandwidth License is included with the chassis. Configuration options - order rack mounts separately and specify software version to ship with order. Note - no AC power cord is included. | 100000
CX40E-500SB-5C2D2+ | Cloud Xpress Equipment Bundle, includes: 1 CX-40E-500SB-5C2, 2 XP-PEM-DC, 1 XMM, Supports Instant Bandwidth, one 100G Bandwidth License is included with the chassis. Configuration options - order rack mounts separately and specify software version to ship with order. | 104000
CX40E-500SB-7C2A2+ | Cloud Xpress Equipment Bundle, includes: 1 CX-40E-500SB-7C2, 2 XP-PEM-AC, 1 XMM, Supports Instant Bandwidth, one 100G Bandwidth License is included with the chassis. Configuration options - order rack mounts separately and specify software version to ship with order. Note - no AC power cord is included. | 100000
CX40E-500SB-7C2D2+ | Cloud Xpress Equipment Bundle, includes: 1 CX-40E-500SB-7C2, 2 XP-PEM-DC, 1 XMM, Supports Instant Bandwidth, one 100G Bandwidth License is included with the chassis. Configuration options - order rack mounts separately and specify software version to ship with order. | 104000
LIC-CX10E-100S-C2 | Bandwidth License for CX-10E-500SB Cloud Express Type 2, 100G of Client Port Capacity | 75000
LIC-CX40E-100S-C2 | Bandwidth License for CX-40E-500SB Cloud Express Type 2, 100G of Client Port Capacity | 75000
LIC-CX10E-100S-C3 | Bandwidth License for CX-10E-500SB Cloud Express Type 3, 100G of Service Capacity | 94500
LIC-CX100E-100S-C2 | Bandwidth License for CX-100E-500SB Cloud Express Type 2, 100G of Client Port Capacity | 75000
LIC-CX100E-100S-C3 | Bandwidth License for CX-100E-500SB Cloud Express Type 3, 100G of Client Port Capacity | 94500
LIC-CX1200F-100F-C2 | Bandwidth License for CX-1200 Type 2, 100G Contiguous Flex | 52500
LIC-CX1200F-100F-C3 | Bandwidth License for CX-1200 Type 3, 100G Contiguous Flex | 62000
LIC-CX500F-100F-C2 | Bandwidth License for CX-100E-500FB Cloud Express Type 2, 100G of Client Port Capacity | 75000
LIC-CX500F-100F-C3 | Bandwidth License for CX-100E-500FB Cloud Express Type 3, 100G of Client Port Capacity | 94500
LIC-CX1200F-1000F-C2 | Bandwidth License for CX-1200 Type 2, 1000G Contiguous Flex | 430500
LIC-CX1200F-1000F-C3 | Bandwidth License for CX-1200 Type 3, 1000G Contiguous Flex | 508000
LIC-CX1200F-200F-C2 | Bandwidth License for CX-1200 Type 2, 200G Contiguous Flex | 96600
LIC-CX1200F-200F-C3 | Bandwidth License for CX-1200 Type 3, 200G Contiguous Flex | 114000
LIC-CX1200F-300F-C2 | Bandwidth License for CX-1200 Type 2, 300G Contiguous Flex | 141750
LIC-CX1200F-300F-C3 | Bandwidth License for CX-1200 Type 3, 300G Contiguous Flex | 167300
LIC-CX1200F-400F-C2 | Bandwidth License for CX-1200 Type 2, 400G Contiguous Flex | 184800
LIC-CX1200F-400F-C3 | Bandwidth License for CX-1200 Type 3, 400G Contiguous Flex | 218100
IQC-10G-ENCR-CX | IQ Cloud Xpress (CX) Software Data Encryption feature RTU. Required per 10G port for each CX-100 chassis ordered. | 1645
IQC-100G-ENCR-CX | IQ Cloud Xpress (CX) Software Data Encryption feature RTU. Required per 100G port for each CX-100 chassis ordered. | 16450
IQC-10x10G-ENCR-CX | IQ Cloud Xpress (CX) Software Data Encryption feature RTU. Required per 10x10G port for each CX-100 chassis ordered. | 16450
IQC-ENCR-CX | IQ Cloud Xpress (CX) Software Data Encryption feature RTU. Required for each CX-100 chassis ordered. | 71500
IQC-ENCR-CX12 | IQ Cloud Xpress (CX) Software Data Encryption feature RTU. Required for each CX-1200 chassis ordered. | 120120
IQ-100G-ENCR-CX12 | IQ Cloud Xpress (CX) Software Data Encryption feature RTU. Required per 100G port for each CX-1200 chassis ordered. | 11550
IQC-BASE-15.3-CX | IQ Cloud Xpress (CX) Base Software Bundle provides access to features within Release 15.3. Required for each CX chassis ordered. | 6600
IQC-IMG-15.3.0-XMM | IQ Cloud Xpress (CX) Software Image Configuration for each XMM. Release 15.3.0 is a SELECTABLE OPTION for factory configuration of standalone XMM, or XMM in any configured chassis bundle. | 0
IQC-UP-1.1-15.3-CX | Software Upgrade License - SW Upgrade from IQC SW Feature Package 1.1 to IQC SW Feature Package 15.3 | 2400
IQC-BASE-16.1-CX | IQ Cloud Xpress (CX) Base Software Bundle provides access to features within Release 16.1. Required for each CX chassis ordered. IQC R16.1 is applied for CX-100E only, and DO NOT apply on CX-10E and CX-40E | 6600
IQC-IMG-16.1.0-XMM | IQ Cloud Xpress (CX) Software Image Configuration for each XMM. Release 16.1.0 is a SELECTABLE OPTION for factory configuration of standalone XMM, or XMM in any configured chassis bundle. IQC R16.1.0 is applied for CX-100E only, and DO NOT apply on CX-10E and CX-40E | 0
IQC-UP-15.3-16.0-CX | Software Upgrade License - SW Upgrade from IQC SW Feature Package 15.3 to IQC SW Feature Package 16.0 | 2400
IQC-UP-16.0-16.1-CX | Software Upgrade License - SW Upgrade from IQC SW Feature Package 16.0 to IQC SW Feature Package 16.1. IQC R16.1 is applied for CX-100E only, and DO NOT apply on CX-10E and CX-40E | 2400
IQC-BASE-16.0-CX | IQ Cloud Xpress (CX) Base Software Bundle provides access to features within Release 16.0. Required for each CX chassis ordered. | 6600
IQC-IMG-16.0.0-XMM | IQ Cloud Xpress (CX) Software Image Configuration for each XMM. Release 16.0.0 is a SELECTABLE OPTION for factory configuration of standalone XMM, or XMM in any configured chassis bundle. | 0
IQC-BASE-17.0-CX12 | IQ Cloud Xpress CX-1200 Base Software Bundle provides access to features within Release 17.0. Required for each CX-1200 chassis ordered. | 12000
IQC-IMG-17.0.0-XMM | IQ Cloud Xpress (CX) Software Image Configuration for each XMM. Release 17.0.0 is a SELECTABLE OPTION for factory configuration of standalone XMM, or XMM in any configured chassis bundle. | 0
IQC-UP-16.1-17.0-CX | Software Upgrade License - SW Upgrade from IQC SW Feature Package 16.1 to IQC SW Feature Package 17.0 | 2400
IQC-BASE-17.0-CX | IQ Cloud Xpress (CX) Base Software Bundle provides access to features within Release 17.0. Required for each CX chassis (Exclude CX-1200) ordered. | 6600
IQC-IMG-15.3.1-XMM | IQ Cloud Xpress (CX) Software Image Configuration for each XMM. Release 15.3.1 is a SELECTABLE OPTION for factory configuration of standalone XMM, or XMM in any configured chassis bundle. | 0
IQC-IMG-16.0.3-XMM | IQ Cloud Xpress (CX) Software Image Configuration for each XMM. Release 16.0.3 is a SELECTABLE OPTION for factory configuration of standalone XMM, or XMM in any configured chassis bundle. | 0
Product Family: XTM
Chassis
TM-3000/II
TM3000/II-DC | TM-3000/II DC, 19"/ETSI/23" | 10553
TM3000/II-DC-CU3 | TM-3000/II DC, 19"/ETSI/23" CU-SFP/III | 10553
AC-DC-1RU-1K2/01 | Extern AC/DC 1RU 1k2W (A+B Pwr) EU | 3539
AC-DC-1RU-1K2/02 | Extern AC/DC 1RU 1k2W (A+B Pwr) US | 3539
AC-DC-1RU-1K2/03 | Extern AC/DC 1RU 1k2W (A+B Pwr) GB | 3539
AC-DC-1RU-1K2/04 | Extern AC/DC 1RU 1k2W (A+B Pwr) JP | 3539
AC-DC-1RU-1K2/05 | Extern AC/DC 1RU 1k2W (A+B Pwr) AU | 3539
AC-DC-1RU-1K2/06 | Extern AC/DC 1RU 1k2W (A+B Pwr) CH | 3539
TM-301/II
TM301/II-DC | TM-301/II DC, 19"/ETSI/23" | 4439
TM301/II-DC-CU3 | TM-301/II DC, 19"/ETSI/23" CU-SFP/III | 4674
AC-DC-1RU-1K2/01 | Extern AC/DC 1RU 1k2W (A+B Pwr) EU | 3539
AC-DC-1RU-1K2/02 | Extern AC/DC 1RU 1k2W (A+B Pwr) US | 3539
AC-DC-1RU-1K2/03 | Extern AC/DC 1RU 1k2W (A+B Pwr) GB | 3539
AC-DC-1RU-1K2/04 | Extern AC/DC 1RU 1k2W (A+B Pwr) JP | 3539
AC-DC-1RU-1K2/05 | Extern AC/DC 1RU 1k2W (A+B Pwr) AU | 3539
AC-DC-1RU-1K2/06 | Extern AC/DC 1RU 1k2W (A+B Pwr) CH | 3539
M301/II-FC-KIT | M301/II Front Cover Kit | 546
TM-102/II
TM102/II-DC | TM-102/II DC, 19"/ETSI/23" | 1035
PS3A-10007/01 | AC/DC Unit 3p Plug 3.81mm PSM1 EUR | 374
PS3A-10007/02 | AC/DC Unit 3p Plug 3.81mm PSM1 US | 374
PS3A-10007/03 | AC/DC Unit 3p Plug 3.81mm PSM1 GB | 374
PS3A-10007/04 | AC/DC Unit 3p Plug 3.81mm PSM1 JP | 374
PS3A-10007/05 | AC/DC Unit 3p Plug 3.81mm PSM1 AU | 374
PS3A-10007/06 | AC/DC Unit 3p Plug 3.81mm PSM1 CH | 374
Passive TM-102
TM102-PAS-L-S | TM-102 passive,19"/ETSI/23" 1xL+1xS | 585
TM102-PAS-3S | TM-102 passive,19"/ETSI/23" 3xS | 648
Fiber management etc
9310/02 | Fiber management shelf (19") | 174
FIB-1U/02 | Fiber mgmt box v2 1U 19"/ETSI/23" | 370
FIB-V-2U/01 | Fiber mgmt Vertical 2U 19"/ETSI/23 | 301
M3000/II/PS-KIT | M3000/II Pre-Stage Kit | 673
EXT-ALARM_KIT | External Alarm Kit | 58
Transponders/MuxPonders
Item code | Item name
OTN Transponders & Muxponders
FXP400GOTN | Flexponder 400G OTN | 19412
TP100GOTN | 100G Transponder OTN | 16625
TP100GOTN/II | 100G Transponder OTN v2 | 17000
MXP100GOTN | 100G Muxponder OTN | 24166
TPHEX10GOTN | 10G Hex Transponder OTN | 20066
MXP10GOTN | 10G Muxponder OTN | 17178
iWDM Transponders & Muxponders (framed with FEC (10G only))
TPD10GBE-BU | Double 10G FEC Transponder | 11921
TPQ10GFEC/I | Quad 10G FEC Transponder 1-slot | 17024
MS-MXP/10G | MultiService MuxPonder 10G | 12999
GBE9/MXP10GFEC | 9xGbE/10G FEC MuxPonder | 9179
MS-MXP | MultiService MuxPonder | 6986
TPDDGBE | Double DGbE xWDM, Basic Unit | 6310
iWDM Transponders (non framed)
TPD10G-L-BU | Double 10G Lite Transponder | 8000
TPMRHEX-L/16G | Hex MultiRate 16G Lite Transponder | 12000
Mobile fronthaul
TM-FHA1U-DC/1 | TM Fronthaul Access DC v1 | 11741
FHAU/1 | Fronthaul Access unit | 10093
FH-MXP10G | FrontHaul Muxponder 10G | 12869
10G Ethernet Muxponders
EMXP48/IIE | 8xGbE/4x10GbE Eth MuxPonder-IIe | 15030
EMXP62/IIE | 22xGbE/4x10GbE Eth MuxPonder-IIe | 18933
EMXP120/IIE | 12x10GbE Ethernet MuxPonder-IIe | 27066
EMXP220/IIE | 1x100GbE/12x10GbE Eth MuxPonder-IIe | 34666
EMXP240/IIE | 24x10GbE Ethernet MuxPonder-IIe | 36000
GBE10-EMXP10/II | 10xGbE/10GbE Ethernet MuxPonder-II | 10720
GBE22-EMXP10/II | 22xGbE/10GbE Ethernet MuxPonder-II | 15138
EMXP440/III | 2x100/200G, 12x10G, 1xMPO Ethernet MuxPonder-III | 48532
EMXP/III | 8xMPO Ethernet MuxPonder-III | 75897
PTIO-10G | 12x10G PT-Fabric I/O Unit | 21700
PTIO-100G | 4x100G PT-Fabric I/O Unit | 32941
CO-MPO24 | 24F MPO to 24xLC MMF Cassette | 1505
TM-EMXP-1U-DC | EMXP Access Unit | 14459
1G Ethernet Port devices
NID-GE | Gigabit Ethernet NID | 1129
NID-GEH | Gigabit Ethernet NID Hardened | 1356
NID-PH-RACK | NID Universal rack mounting set | 180
PS3A-10006 | AC/DC Unit NID-GE | 144
PS3A-10006/01 | AC/DC Unit NID-GE EU | 175
PS3A-10006/02 | AC/DC Unit NID-GE US | 175
PS3A-10006/03 | AC/DC Unit NID-GE GB | 175
PS3A-10006/04 | AC/DC Unit NID-GE JP | 175
PS3A-10006/05 | AC/DC Unit NID-GE AU | 175
PS3A-10006/06 | AC/DC Unit NID-GE CH | 175
1G Ethernet Demarcation Units, EDU-GT
2x SFP
EDU5-GTY-AC0 | EDU5-GT 2xSFP/2xRJ SyncE AC N.Am | 2200
EDU5-GTY-AC1 | EDU5-GT 2xSFP/2xRJ SyncE AC EUR | 2200
EDU5-GTY-AC2 | EDU5-GT 2xSFP/2xRJ SyncE AC UK | 2200
EDU5-GTY-AC3 | EDU5-GT 2xSFP/2xRJ SyncE AC JPN | 2200
EDU5-GTY-AC4 | EDU5-GT 2xSFP/2xRJ SyncE AC IND | 2200
EDU5-GTY-AC6 | EDU5-GT 2xSFP/2xRJ SyncE AC AUS | 2200
EDU5-GTY-2AC0 | EDU5-GT 2xSFP/2xRJ SyncE 2 AC N.Am | 2400
EDU5-GTY-2AC1 | EDU5-GT 2xSFP/2xRJ SyncE 2 AC EUR | 2400
EDU5-GTY-2AC2 | EDU5-GT 2xSFP/2xRJ SyncE 2 AC UK | 2400
EDU5-GTY-2AC3 | EDU5-GT 2xSFP/2xRJ SyncE 2 AC JPN | 2400
EDU5-GTY-2AC4 | EDU5-GT 2xSFP/2xRJ SyncE 2 AC IND | 2400
EDU5-GTY-2AC6 | EDU5-GT 2xSFP/2xRJ SyncE 2 AC AUS | 2400
EDU5-GTY-DC9 | EDU5-GT 2xSFP/2xRJ SyncE DC TBA | 2200
EDU5-GTY-DCB | EDU5-GT 2xSFP/2xRJ SyncE DC Cbl | 2200
2x SFP Hardened
EDU5-GTYH-DC9 | EDU5-GT 2xSFP/2xRJ SyncE DC Hrd TBA | 2760
EDU5-GTYH-DCB | EDU5-GT 2xSFP/2xRJ SyncE DC Hrd Cbl | 2760
4x SFP
EDU5-GTSY-AC0 | EDU5-GT 4xSFP SyncE AC North Am | 2200
EDU5-GTSY-AC1 | EDU5-GT 4xSFP SyncE AC EUR | 2200
EDU5-GTSY-AC2 | EDU5-GT 4xSFP SyncE AC UK | 2200
EDU5-GTSY-AC3 | EDU5-GT 4xSFP SyncE AC JPN | 2200
EDU5-GTSY-AC4 | EDU5-GT 4xSFP SyncE AC IND | 2200
EDU5-GTSY-AC6 | EDU5-GT 4xSFP SyncE AC AUS | 2200
EDU5-GTSY-2AC0 | EDU5-GT 4xSFP SyncE 2 AC N.Am | 2400
EDU5-GTSY-2AC1 | EDU5-GT 4xSFP SyncE 2 AC EUR | 2400
EDU5-GTSY-2AC2 | EDU5-GT 4xSFP SyncE 2 AC UK | 2400
EDU5-GTSY-2AC3 | EDU5-GT 4xSFP SyncE 2 AC JPN | 2400
EDU5-GTSY-2AC4 | EDU5-GT 4xSFP SyncE 2 AC IND | 2400
EDU5-GTSY-2AC6 | EDU5-GT 4xSFP SyncE 2 AC AUS | 2400
EDU5-GTSY-DC9 | EDU5-GT 4xSFP SyncE DC TBA | 2200
EDU5-GTSY-DCB | EDU5-GT 4xSFP SyncE DC Cbl | 2200
4x SFP Hardened
EDU5-GTSYH-DC9 | EDU5-GT 4xSFP SyncE DC Hard TBA | 2760
EDU5-GTSYH-DCB | EDU5-GT 4xSFP SyncE DC Hard Cbl | 2760
Rack mount options EDU5-GT
EDU-X2-19H-6-GT | 2x EDU GT 19" Horizontal Mount | 72
EDU-X1-WALL-0-GT | 1x EDU GT wallmount | 33
PH_EDU-GT_TG_19 | Passive holder 1x EDU5-GT & 1x TG 19“ | 88
5-port 1G EDU supporting Sync-E, 2xSFP / 3xRJ45
EDU/5PGBE-TEY-0 | EDU5 2xSFP/2xRJ SyncE AC North Am | 2003
EDU/5PGBE-TEY-1 | EDU5 2xSFP/2xRJ SyncE AC EUR | 2003
EDU/5PGBE-TEY-2 | EDU5 2xSFP/2xRJ SyncE AC UK | 2003
EDU/5PGBE-TEY-3 | EDU5 2xSFP/2xRJ SyncE AC JPN | 2003
EDU/5PGBE-TEY-4 | EDU5 2xSFP/2xRJ SyncE AC IND | 2003
EDU/5PGBE-TEY-6 | EDU5 2xSFP/2xRJ SyncE AC AUS | 2003
EDU/5PGBE-TEY-9 | EDU5 2xSFP/2xRJ SyncE DC TB | 2003
EDU/5PGBE-TEY-B | EDU5 2xSFP/2xRJ SyncE DC Cbl 3m | 2003
EDU/5PGBE-TEY-A | EDU5 2xSFP/2xRJ SyncE No Pwr acc | 2003
Hardened
EDU/5PGBE-TEYH-9 | EDU5 2xSFP/2xRJ SyncE DC TB Hard | 2000
EDU/5PGBE-TEYH-B | EDU5 2xSFP/2xRJ SyncE DC Cbl Hard | 2000
5-port 1G EDU supporting Sync-E, 4xSFP / 1xRJ45
EDU/5PGBE-TESY-0 | EDU5 4xSFP SyncE AC North Am | 2003
EDU/5PGBE-TESY-1 | EDU5 4xSFP SyncE AC EUR | 2003
EDU/5PGBE-TESY-2 | EDU5 4xSFP SyncE AC UK | 2003
EDU/5PGBE-TESY-3 | EDU5 4xSFP SyncE AC JPN | 2003
EDU/5PGBE-TESY-4 | EDU5 4xSFP SyncE AC IND | 2003
EDU/5PGBE-TESY-6 | EDU5 4xSFP SyncE AC AUS | 2003
EDU/5PGBE-TESY-9 | EDU5 4xSFP SyncE DC TB | 2003
EDU/5PGBE-TESY-B | EDU5 4xSFP SyncE DC Cbl 3m | 2003
EDU/5PGBE-TESY-A | EDU5 4xSFP SyncE No Pwr acc | 2003
Hardened
EDU/5PGBE-TESYH9 | EDU5 4xSFP SyncE DC TB Hard | 2600
EDU/5PGBE-TESYHB | EDU5 4xSFP SyncE DC Cbl 3m Hard | 2600
Rack mount options EDU/2P & EDU/5P
EDU-X1-19H-5-0 | 1x EDU 19" Horizontal Mount | 72
EDU-X2-19H-6-0 | 2x EDU 19" Horizontal Mount | 77
EDU-X1-WALL-0 | 1x EDU wallmount | 33
PH_EDU_TG_19/1 | Passive holder 1x EDU & 1x TG 19" | 62
10G Ethernet Demarcation LT Units
EDU10G-LTY | 2x10GbE /10xGbE EDU SyncE | 4706
EDU10G-LTYH | 2x10GbE /10xGbE EDU SyncE Hardened | 5412
EDU10G-LTSY | 4x10GbE /8xGbE EDU SyncE | 6353
EDU10G-LTSYH | 4x10GbE /8xGbE EDU SyncE Hardened | 7059
AC/DC PSU for 10G EDU LT Units
PS48V-EDULT-0 | EDU10G-LT AC/DC 24/48V North Am | 704
PS48V-EDULT-1 | EDU10G-LT AC/DC 24/48V EUR | 704
PS48V-EDULT-2 | EDU10G-LT AC/DC 24/48V UK | 704
PS48V-EDULT-3 | EDU10G-LT AC/DC 24/48V JPN | 704
PS48V-EDULT-5 | EDU10G-LT AC/DC 24/48V SING | 704
PS48V-EDULT-6 | EDU10G-LT AC/DC 24/48V AUS | 704
MultiService Mobile Access
MBA/2 Collector Node
TM-MBA/2DC | MBA Coll 16xE1/T1+4xEth DC | 5570
PS3A-10002/01 | AC/DC Unit 3p D-Sub (Right) PSM2 EU | 389
PS3A-10002/02 | AC/DC Unit 3p D-Sub (Right) PSM2 US | 389
PS3A-10002/03 | AC/DC Unit 3p D-Sub (Right) PSM2 GB | 389
PS3A-10002/04 | AC/DC Unit 3p D-Sub (Right) PSM2 JP | 389
PS3A-10002/05 | AC/DC Unit 3p D-Sub (Right) PSM2 AU | 389
PS3A-10002/06 | AC/DC Unit 3p D-Sub (Right) PSM2 CH | 389
TM-MBA/2EDC | MBA 16xE1/T1+4xEth DC E-Tmp | 6545
Passive filters
DWDM, 100/200GHz, fiber-pair
MDU8-T | 8ch MDU-T, odd 100GHz DWDM, Term | 4404
MDU8-E | 8ch MDU-E, odd 100GHz DWDM, Extend. | 4882
MDU8-T/EVEN-C | 8ch MDU-T, even 100GHz DWDM, Term | 4404
MDU8-E/EVEN-C | 8ch MDU-E, even 100GHz DWDM, Extend | 4882
OIU-C-100/200 | Interleaver Unit C-band 100/200GHz | 5834
AD1-2F/19210 | 1ch/2-fiber DWDM AD, 100GHz 19210 | 1464
AD1-2F/19220 | 1ch/2-fiber DWDM AD, 100GHz 19220 | 1464
AD1-2F/19230 | 1ch/2-fiber DWDM AD, 100GHz 19230 | 1464
AD1-2F/19240 | 1ch/2-fiber DWDM AD, 100GHz 19240 | 1464
AD1-2F/19250 | 1ch/2-fiber DWDM AD, 100GHz 19250 | 1464
AD1-2F/19260 | 1ch/2-fiber DWDM AD, 100GHz 19260 | 1464
AD1-2F/19270 | 1ch/2-fiber DWDM AD, 100GHz 19270 | 1464
AD1-2F/19280 | 1ch/2-fiber DWDM AD, 100GHz 19280 | 1464
AD1-2F/19290 | 1ch/2-fiber DWDM AD, 100GHz 19290 | 1464
AD1-2F/19300 | 1ch/2-fiber DWDM AD, 100GHz 19300 | 1464
AD1-2F/19310 | 1ch/2-fiber DWDM AD, 100GHz 19310 | 1464
AD1-2F/19320 | 1ch/2-fiber DWDM AD, 100GHz 19320 | 1464
AD1-2F/19330 | 1ch/2-fiber DWDM AD, 100GHz 19330 | 1464
AD1-2F/19340 | 1ch/2-fiber DWDM AD, 100GHz 19340 | 1464
AD1-2F/19350 | 1ch/2-fiber DWDM AD, 100GHz 19350 | 1464
AD1-2F/19360 | 1ch/2-fiber DWDM AD, 100GHz 19360 | 1464
AD1-2F/19370 | 1ch/2-fiber DWDM AD, 100GHz 19370 | 1464
AD1-2F/19380 | 1ch/2-fiber DWDM AD, 100GHz 19380 | 1464
AD1-2F/19390 | 1ch/2-fiber DWDM AD, 100GHz 19390 | 1464
AD1-2F/19400 | 1ch/2-fiber DWDM AD, 100GHz 19400 | 1464
AD1-2F/19410 | 1ch/2-fiber DWDM AD, 100GHz 19410 | 1464
AD1-2F/19420 | 1ch/2-fiber DWDM AD, 100GHz 19420 | 1464
AD1-2F/19430 | 1ch/2-fiber DWDM AD, 100GHz 19430 | 1464
AD1-2F/19440 | 1ch/2-fiber DWDM AD, 100GHz 19440 | 1464
AD1-2F/19450 | 1ch/2-fiber DWDM AD, 100GHz 19450 | 1464
AD1-2F/19460 | 1ch/2-fiber DWDM AD, 100GHz 19460 | 1464
AD1-2F/19470 | 1ch/2-fiber DWDM AD, 100GHz 19470 | 1464
AD1-2F/19480 | 1ch/2-fiber DWDM AD, 100GHz 19480 | 1464
AD1-2F/19490 | 1ch/2-fiber DWDM AD, 100GHz 19490 | 1464
AD1-2F/19500 | 1ch/2-fiber DWDM AD, 100GHz 19500 | 1464
AD1-2F/19510 | 1ch/2-fiber DWDM AD, 100GHz 19510 | 1464
AD1-2F/19520 | 1ch/2-fiber DWDM AD, 100GHz 19520 | 1464
AD1-2F/xxxxx | 1ch/2-fiber DWDM AD, 100GHz xxxxx | 1464
AD4-2F/19210 | 4ch/2-fiber DWDM AD, 100GHz 19210 | 3096
AD4-2F/19220 | 4ch/2-fiber DWDM AD, 100GHz 19220 | 3096
AD4-2F/19290 | 4ch/2-fiber DWDM AD, 100GHz 19290 | 3096
AD4-2F/19300 | 4ch/2-fiber DWDM AD, 100GHz 19300 | 3096
AD4-2F/19370 | 4ch/2-fiber DWDM AD, 100GHz 19370 | 3096
AD4-2F/19380 | 4ch/2-fiber DWDM AD, 100GHz 19380 | 3096
AD4-2F/19450 | 4ch/2-fiber DWDM AD, 100GHz 19450 | 3096
AD4-2F/19460 | 4ch/2-fiber DWDM AD, 100GHz 19460 | 3096
AD4-2F/xxxxx | 4ch/2-fiber DWDM AD, 100GHz xxxxx | 3096
DWDM, 50/100GHz, fiber-pair
MDU40/50G-EVEN | 40ch MDU, even 50GHz DWDM | 30499
MDU40/50G-ODD | 40ch MDU, odd 50GHz DWDM | 30499
MDU40/50G-EVEN-L | 40ch MDU-Lite , even 50GHz DWDM | 17803
MDU40/50G-ODD-L | 40ch MDU-Lite, odd 50GHz DWDM | 17803
TM-FM-V01 | Fiber Management Vertical | 291
OIU-C-50/100 | Interleaver Unit C-band 50/100GHz | 6677
MDU8EE919-926 | MDU8-E/50G-EVEN/919-926 | 6568
MDU8EE927-934 | MDU8-E/50G-EVEN/927-934 | 6568
MDU8EE935-942 | MDU8-E/50G-EVEN/935-942 | 6568
MDU8EE943-950 | MDU8-E/50G-EVEN/943-950 | 6568
MDU8EE951-958 | MDU8-E/50G-EVEN/951-958 | 6568
MDU8EExxx-yyy | MDU8-E/50G-EVEN/xxx-yyy | 6568
MDU8EO9185-9255 | MDU8-E/50G-ODD/9185-9255 | 6568
MDU8EO9265-9335 | MDU8-E/50G-ODD/9265-9335 | 6568
MDU8EO9345-9415 | MDU8-E/50G-ODD/9345-9415 | 6568
MDU8EO9425-9495 | MDU8-E/50G-ODD/9425-9495 | 6568
MDU8EO9505-9575 | MDU8-E/50G-ODD/9505-9575 | 6568
MDU8EOxxxx-yyyy | MDU8-E/50G-ODD/xxxx-yyyy | 6568
AD4/50G-E/919 | 4ch DWDM AD Even 50GHz, ch919 | 3051
AD4/50G-E/923 | 4ch DWDM AD Even 50GHz, ch923 | 3051
AD4/50G-E/927 | 4ch DWDM AD Even 50GHz, ch927 | 3051
AD4/50G-E/931 | 4ch DWDM AD Even 50GHz, ch931 | 3051
AD4/50G-E/935 | 4ch DWDM AD Even 50GHz, ch935 | 3051
AD4/50G-E/939 | 4ch DWDM AD Even 50GHz, ch939 | 3051
AD4/50G-E/943 | 4ch DWDM AD Even 50GHz, ch943 | 3051
AD4/50G-E/947 | 4ch DWDM AD Even 50GHz, ch947 | 3051
AD4/50G-E/951 | 4ch DWDM AD Even 50GHz, ch951 | 3051
AD4/50G-E/955 | 4ch DWDM AD Even 50GHz, ch955 | 3051
AD4/50G-E/xxx | 4ch DWDM AD Even 50GHz chxxx | 3051
AD4/50G-O/9185 | 4ch DWDM AD Odd 50GHz, ch9185 | 3051
AD4/50G-O/9225 | 4ch DWDM AD Odd 50GHz, ch9225 | 3051
AD4/50G-O/9265 | 4ch DWDM AD Odd 50GHz, ch9265 | 3051
AD4/50G-O/9305 | 4ch DWDM AD Odd 50GHz, ch9305 | 3051
AD4/50G-O/9345 | 4ch DWDM AD Odd 50GHz, ch9345 | 3051
AD4/50G-O/9385 | 4ch DWDM AD Odd 50GHz, ch9385 | 3051
AD4/50G-O/9425 | 4ch DWDM AD Odd 50GHz, ch9425 | 3051
AD4/50G-O/9465 | 4ch DWDM AD Odd 50GHz, ch9465 | 3051
AD4/50G-O/9505 | 4ch DWDM AD Odd 50GHz, ch9505 | 3051
AD4/50G-O/9545 | 4ch DWDM AD Odd 50GHz, ch9545 | 3051
AD4/50G-O/xxxx | 4ch DWDM AD Odd 50GHz, chxxxx | 3051
OADM2CH/919 | 2ch DWDM OADM 919/920 | 2978
OADM2CH/921 | 2ch DWDM OADM 921/922 | 2978
OADM2CH/923 | 2ch DWDM OADM 923/924 | 2978
OADM2CH/925 | 2ch DWDM OADM 925/926 | 2978
OADM2CH/927 | 2ch DWDM OADM 927/928 | 2978
OADM2CH/929 | 2ch DWDM OADM 929/930 | 2978
OADM2CH/931 | 2ch DWDM OADM 931/932 | 2978
OADM2CH/933 | 2ch DWDM OADM 933/934 | 2978
OADM2CH/935 | 2ch DWDM OADM 935/936 | 2978
OADM2CH/937 | 2ch DWDM OADM 937/938 | 2978
OADM2CH/xxx | 2ch DWDM OADM xxx/yyy | 2978
BSU1X5/EVEN50G | 1x5 Band Splitter Unit / EVEN 50GHz | 10500
BSU1X5/ODD50G | 1x5 Band Splitter Unit / ODD 50GHz | 10500
Misc DWDM
VOA-8CH/SFP | 8ch SFP-based VOA unit | 1582
VOA-2CH | 2ch Variable Optical Attenuator | 2162
OCM/2P | 2-port OCM | 14776
1X2ROADM/100G | 1x2 ROADM 100GHz | 25520
1X2ROADM/50G | 1x2 ROADM 50GHz | 32149
1X4ROADM/100G | 1x4 ROADM 100GHz | 35792
1X8ROADM/50G | 1x8 ROADM 50GHz | 60518
1X4ROADM-F | 1x4 ROADM unit F-model | 27148
1X9ROADM-F | 1x9 ROADM unit F-model | 74989
OSC/OTDR-filter
AD1C-2F-OTDR/1510 | OSC and OTDR filter | 2100
CWDM fiber-pair
MDU4-E-2F | 4ch CWDM MDU 2-fiber Extendable | 3604
MDU4-T-2F | 4ch CWDM MDU 2-fiber Terminal | 3269
AD1C-2F/1470 | 1ch/2-fiber CWDM AD, 1470nm | 1253
AD1C-2F/1490 | 1ch/2-fiber CWDM AD, 1490nm | 1253
AD1C-2F/1510 | 1ch/2-fiber CWDM AD, 1510nm | 1253
AD1C-2F/1530 | 1ch/2-fiber CWDM AD, 1530nm | 1253
AD1C-2F/1550 | 1ch/2-fiber CWDM AD, 1550nm | 1253
AD1C-2F/1570 | 1ch/2-fiber CWDM AD, 1570nm | 1253
AD1C-2F/1590 | 1ch/2-fiber CWDM AD, 1590nm | 1253
AD1C-2F/1610 | 1ch/2-fiber CWDM AD, 1610nm | 1253
AD1C-2F/yyyy | 1ch/2-fiber CWDM AD, xxxxnm | 1253
CWDM Single-fiber
MDUC4-TA/1470 | 4ch MDU CWDM, single fiber, TA | 2386
MDUC4-TB/1470 | 4ch MDU CWDM, single fiber, TB | 2386
MDUC4-EA/1270 | 4ch MDU CWDM, single fiber, EA | 2503
MDUC4-EB/1270 | 4ch MDU CWDM, single fiber, EB | 2503
AD1C/1470 | 1ch CWDM Add/drop 1470/1490 | 1224
AD1C/1510 | 1ch CWDM Add/drop 1510/1530 | 1224
AD1C/1550 | 1ch CWDM Add/drop 1550/1570 | 1224
AD1C/1590 | 1ch CWDM Add/drop 1590/1610 | 1224
AD1C/yyyy | 1ch CWDM Add/drop xxxx/yyyy | 1224
AD2X1C/1270 | 2x1ch CWDM A/D 1270/1290 Filter | 2031
AD2X1C/1310 | 2x1ch CWDM A/D 1310/1330 Filter | 2031
AD2X1C/1350 | 2x1ch CWDM A/D 1350/1410 Filter | 2031
AD2X1C/1430 | 2x1ch CWDM A/D 1430/1450 Filter | 2031
AD2X1C/1470 | 2x1ch CWDM A/D 1470/1490 Filter | 2031
AD2X1C/1510 | 2x1ch CWDM A/D 1510/1530 Filter | 2031
AD2X1C/1550 | 2x1ch CWDM A/D 1550/1570 Filter | 2031
AD2X1C/1590 | 2x1ch CWDM A/D 1590/1610 Filter | 2031
AD2X1C/yyyy | 2x 1ch Add/drop CWDM xxxx/yyyy | 2031
Optical Amplifiers
OA17C | Opt Line Amp C-Band 17dBm | 10485
OA2-17/17CC | Dual Line Amp C-Band 17/17dBm | 17091
OA20C | Opt Line Amp C-Band 20dBm | 11970
OA2-20/20CC | Dual Line Amp C-Band 20/20dBm | 20506
OA20C/LG | Opt Low Gain Amp C-Band 20dBm | 11970
OA2-20/20/CC/LG | Dual Opt Low Gain Amp C-Band 20dBm | 20506
OA20C/VG | Variable Gain Opt Ampl 20dBm C-band | 16562
OA2-20/20/CC/VG | Dual Var Gain Opt Ampl 20dBm C-band | 30520
OA20C/VG/II | Variable Gain Ampl 20dBm C-band-II | 11531
OA2-20C/VG/II | Dual Var Gain Ampl 20dBm C-band-II | 19923
OA26C/19 | Power Extender C-band 26dBm/19" | 58117
OA26C/ETSI | Power Extender C-band 26dBm/ETSI | 58117
OA-RAED-21HG | RAMAN/EDFA 21dBm HG | 39371
OA-RAED-20LG | RAMAN/EDFA 20dBm LG | 39371
Misc
OCU2 | Optical Coupler Unit, Dual | 820
OCU4 | Optical Coupler Unit, Quad | 949
OCUDQ | Optical Coupler Unit, Dual Quad | 1203
OBU1300/1550 | Optical Band Unit 1300nm & 1500nm | 1854
PCU/2P | 2-port Protection Control Unit | 4385
FPU/1 | FPU unit | 9349
iWDM PON
OA2-21SEED | Dual 21dBm Seed Light Unit | 26780
OCUSEED/2P | 2-port Seed Light Coupler Unit | 3827
Spare Parts (Included in Basic NE Equipment)
TM-3000
FAN3B/M3000 | TM-3000 Fan Unit (Spare Part) <=R3 | 475
FAN2A/M3000/SP | TM-3000 Fan Unit, (Spare Part) >=R4 | 696
AIRFLT-SP3000/1B | Airfilter Spare Part TM3000 >=R4 | 249
PS1A850/1 | AC/DC 1RU 850W | 918
PS1A1K2/1 | AC/DC 1RU 1k2W (Spare Part) | 1292
TM-3000/II
M3000/IIENC/COMP | Subrack M3000/II,DC,RJ45,Cover,Kit | 9370
FAN4A/M3000/IISP | TM3000/II Fan Unit (Spare Part) | 685
AIRFLT-SP3000/2 | TM-3000/II Airfilter (Spare Part) | 152
M3000/DIVKIT-2 | Divider_Kit_for_M3000/ENC-2 | 698
PS1A1K2/1 | AC/DC 1RU 1k2W (Spare Part) | 1292
AC-DC-1RU-850/01 | Extern AC/DC 1RU 850W (A+B Pwr) EU | 2690
AC-DC-1RU-850/02 | Extern AC/DC 1RU 850W (A+B Pwr) US | 2690
AC-DC-1RU-850/03 | Extern AC/DC 1RU 850W (A+B Pwr) GB | 2690
AC-DC-1RU-850/04 | Extern AC/DC 1RU 850W (A+B Pwr) JP | 2690
AC-DC-1RU-850/05 | Extern AC/DC 1RU 850W (A+B Pwr) AU | 2690
AC-DC-1RU-850/06 | Extern AC/DC 1RU 850W (A+B Pwr) CH | 2690
PS1A850/1 | AC/DC 1RU 850W (Spare Part) | 918
TM-3000 and TM-3000/II
M3000/RJ45 | TM-3000 & /II LAN unit (Spare Part) | 335
M3000/DC | TM-3000 &/II DC filter (Spare Part) | 525
M3000/DC/II/SP | TM-3000 & /II DCv2 Filter (SP) | 735
M3000/DC/II/UPG | TM-3000 & /II DCv2 Fltr (Upgr Kit) | 2312
TM-301/II
M301/II/ENC/COMP | M301/II Subrack, DC, RJ45, Kit | 2769
M301/II-DC/1-SP | TM-301/II DC filter v1 Sparepart | 675
M301/II-FAN/1-SP | TM-301/II FAN v1 Sparepart | 1080
M301/II-DCN-SP | TM-301/II DCN unit Sparepart | 450
M301/II-AG | TM-301/II air guide kit ETSI/23” | 462
M301/II-AG/19-1 | TM-301/II 1RU Air guide 19” rack mount v1 | 473
AIRFLT-SP-301/II | TM-301/II Airfilter (Spare Part) | 285
TM-301
M301-FAN | TM-301 Fan unit (Spare Part) | 521
M301-DC | TM-301 DC filter (Spare Part) | 365
AIRFLT-SP-301 | TM-301 Airfilter (Spare Part) | 116
M301-RJ45 | TM-301 LAN module (Spare Part) | 265
PS3A-10001/01 | AC/DC Unit 3p D-Sub (Right) PSM1 EU | 347
PS3A-10001/02 | AC/DC Unit 3p D-Sub (Right) PSM1 US | 347
PS3A-10001/03 | AC/DC Unit 3p D-Sub (Right) PSM1 GB | 347
PS3A-10001/04 | AC/DC Unit 3p D-Sub (Right) PSM1 JP | 347
PS3A-10001/05 | AC/DC Unit 3p D-Sub (Right) PSM1 AU | 347
PS3A-10001/06 | AC/DC Unit 3p D-Sub (Right) PSM1 CH | 347
ACDC1RU285-1/01 | Ext AC/DC 1RU 285W PSM1 (A+B) EUR | 2587
ACDC1RU285-1/02 | Ext AC/DC 1RU 285W PSM1 (A+B) US | 2587
ACDC1RU285-1/03 | Ext AC/DC 1RU 285W PSM1 (A+B) GB | 2587
ACDC1RU285-1/04 | Ext AC/DC 1RU 285W PSM1 (A+B) JP | 2587
ACDC1RU285-1/05 | Ext AC/DC 1RU 285W PSM1 (A+B) AU | 2587
ACDC1RU285-1/06 | Ext AC/DC 1RU 285W PSM1 (A+B) CH | 2587
PS1A850/1 | AC/DC 1RU 850W (Spare Part) | 918
TM-101
M101-FAN | TM-101 Fan unit (Spare Part) | 555
PS3A-10002/01 | AC/DC Unit 3p D-Sub (Right) PSM2 EU | 389
PS3A-10002/02 | AC/DC Unit 3p D-Sub (Right) PSM2 US | 389
PS3A-10002/03 | AC/DC Unit 3p D-Sub (Right) PSM2 GB | 389
PS3A-10002/04 | AC/DC Unit 3p D-Sub (Right) PSM2 JP | 389
PS3A-10002/05 | AC/DC Unit 3p D-Sub (Right) PSM2 AU | 389
PS3A-10002/06 | AC/DC Unit 3p D-Sub (Right) PSM2 CH | 389
EDU
PS5V-EDU-0 | AC/DC 5V Power Supply North Am | 84
PS5V-EDU-1 | AC/DC 5V Power Supply EUR | 84
PS5V-EDU-2 | AC/DC 5V Power Supply UK | 84
PS5V-EDU-3 | AC/DC 5V Power Supply JPN | 84
PS5V-EDU-4 | AC/DC 5V Power Supply IND | 84
PS5V-EDU-6 | AC/DC 5V Power Supply AUS | 84
PTBA-EDU-9 | DC A/B Term Block Adapter | 167
PCBL-EDU-B | DC A/B Cable 3m | 84
OA26C/19, OA26C/ETSI, OAR-450C/19 and OAR-450C/E
AIRFLT-SP-OA | Airfilter Spare Part OA | 347
FAN-OA26-SP | Fan OA26 Replacement Kit (4pcs) | 631
FAN-OAR-SP | Fan OAR Replacement Kit (4pcs) | 631
Control Units
CU-SFP/III | CU v3 with SFP's for OSC | 4022
CU-SFP/II | CU v2 with SFP's for OSC | 2870
Dummy panels
M3-DU/6HE | Dummy panel 6HE inkl ovl o EMC-list | 39
M3-DU/3HE | Dummy panel 3HE inkl ovl o EMC-list | 30
Embedded Node Manager SW (ENM)
It is strongly recommended to always select most recent SW version.
Basic SW license 27.0 (R27A):
ENM_RTU-27.0 | ENM RTU SW license R27.0 | 0
ENM_RTU-27.0.1 | ENM RTU SW license R27.0.1 | 0
ENM_RTU-27.0.3 | ENM RTU SW license R27.0.3 | 0
ENM_RTU-27.0.4 | ENM RTU SW license R27.0.4 | 0
Basic SW license 28.0 (R28A):
ENM_RTU-28.0 | ENM RTU SW license R28.0 | 0
ENM_RTU-28.0.2 | ENM RTU SW license R28.0.2 | 0
ENM_RTU-28.0.3 | ENM RTU SW license R28.0.3 | 0
ENM_RTU-28.0.4 | ENM RTU SW license R28.0.4 | 0
ENM_RTU-28.0.5 | ENM RTU SW license R28.0.5 | 0
Basic SW license 29.1 (R29B):
ENM_RTU-29.1 | ENM RTU SW license R29.1 | 0
Basic SW license 30.0 (R30A):
ENM_RTU-30.0 | ENM RTU SW license R30.0 | 0
ENM_RTU-30.0.1 | ENM RTU SW license R30.0.1 | 0
Basic SW license 30.1 (R30B):
ENM_RTU-30.1 | ENM RTU SW license R30.1 | 0
Chassis Licenses
ENM_RTC-CHASS_L | NE RTC license Large (>10U) | 2245
ENM_RTC-CHASS_M | NE RTC license Medium (3U-10U) | 1198
ENM_RTC-CHASS_S | NE RTC license Small (1U-2U) | 120
Technology licenses:
LIC-BW-XTM-200-F-C5 | Bandwidth License XTM for 200G wavelength | 7764
LIC-BW-XTM-100-C5 | Bandwidth License XTM for 100G QPSK | 2572
LIC-BW-XTM-UPG-200G | Bandwidth License XTM upgrade to 200G | 5689
ENM_RTC-L2_HI | L2 high capacity tech RTC license | 3743
ENM_RTC-L2_LO | L2 low capacity tech RTC license | 1498
ENM_RTC-CPE-10G | CPE high capacity tech RTC license | 464
ENM_RTC-CPE-1G | CPE low capacity tech RTC license | 270
ENM_RTC-OTN-HI | OTN high capacity tech RTC license | 2994
ENM_RTC-OTN-LO | OTN low capacity tech RTC license | 1498
ENM_RTC-IWDM | iWDM tech RTC license | 1198
ENM_RTC-L0-FLEX | Flexible photonic tech RTC license | 1348
ENM_RTC-L0-ACT | Active photonic tech RTC license | 1198
Product Family: XTG
Central Office Units
Chassis
RMP-9014/01 | 19" 14 slot 3RU rack mount panel | 180
RMP-9003/01 | 19" 3 slot 1RU rack mount panel | 141
RMP-9001-MFG/01 | 1 slot MFG rack mount panel | 122
RMP-9002/01 | 19" 2 slot 1RU rack mount panel | 161
CO-FM/01 | Fiber Management Unit | 283
WMC-9000/01 | Wall Mounted Cabinet | 1133
9315/02 | Bracket 19" to ETSI for 3U | 79
9315/03 | Bracket 19" to ETSI for 1U | 76
CO-MPO24 | 24F MPO to 24xLC MMF Cassette | 1505
Plug-in Units
CO-1-A | CWDM MDU PIU: 4+1 ch Bidir. | 3833
CO-1-AD | CWDM MDU PIU: Dual 4+1 ch Bidir. | 7500
CO-4 | 8+1 ch CWDM MDU for fiber-pair conf | 5883
CO-5 | 8ch (9-16) CWDM MDU | 5667
CO-6 | Optical Band Unit (1310/1550) 40dB | 1350
CO-7 | 4ch (ch1-4) CWDM MDU | 2700
CO-8 | 4+1+1ch (ch1-4) CWDM MDU | 4283
CO-9 | 4ch (ch5-8) CWDM MDU | 2700
CO-10 | 4+1+1 ch (5-8) CWDM MDU | 4283
CO-11/01 | OADM single sided 1510nm | 1400
CO-11/02 | OADM single sided 1530nm | 1400
CO-11/03 | OADM single sided 1550nm | 1400
CO-11/04 | OADM single sided 1570nm | 1400
CO-11/05 | OADM single sided 1470nm | 1400
CO-11/06 | OADM single sided 1490nm | 1400
CO-11/07 | OADM single sided 1590nm | 1400
CO-11/08 | OADM single sided 1610nm | 1400
CO-11/x | OADM single sided xxxxnm | 1400
CO-12/01 | OADM dual sided 1510nm | 2567
CO-12/02 | OADM dual sided 1530nm | 2567
CO-12/03 | OADM dual sided 1550nm | 2567
CO-12/04 | OADM dual sided 1570nm | 2567
CO-12/05 | OADM dual sided 1470nm | 2567
CO-12/06 | OADM dual sided 1490nm | 2567
CO-12/07 | OADM dual sided 1590nm | 2567
CO-12/08 | OADM dual sided 1610nm | 2567
CO-12/09 | OADM dual sided 1450nm | 2567
CO-12/10 | OADM dual sided 1430nm | 2567
CO-12/13 | OADM dual sided 1370nm | 2567
CO-12/14 | OADM dual sided 1350nm | 2567
CO-12/15 | OADM dual sided 1330nm | 2567
CO-12/16 | OADM dual sided 1310nm | 2567
CO-12/17 | OADM dual sided 1290nm | 2567
CO-12/18 | OADM dual sided 1270nm | 2567
CO-12/x | OADM dual sided xxxxnm | 2567
CO-13/12 | 2chOADM single sided 1510nm,1530nm | 2567
CO-13/34 | 2chOADM single sided 1550nm,1570nm | 2567
CO-13/56 | 2chOADM single sided 1470nm,1490nm | 2567
CO-13/78 | 2chOADM single sided 1590nm,1610nm | 2567
CO-13/xy | 2chOADM single sided XXXXnm,YYYYnm | 2567
CO-14/12 | 2chOADM dual sided 1510nm,1530nm | 4233
CO-14/34 | 2chOADM dual sided 1550nm,1570nm | 4233
CO-14/56 | 2chOADM dual sided 1470nm,1490nm | 4233
CO-14/78 | 2chOADM dual sided 1590nm,1610nm | 4233
CO-14/910 | 2chOADM dual sided 1430nm,1450nm | 4233
CO-14/1314 | 2chOADM dual sided 1350nm,1370nm | 4233
CO-14/1516 | 2chOADM dual sided 1310nm,1330nm | 4233
CO-14/1718 | 2chOADM dual sided 1270nm,1290nm | 4233
CO-14/xy | 2chOADM dual sided XXXXnm,YYYYnm | 4233
CO-15 | 8ch CWDM MDU for fiber-pair conf | 5667
CO-16 | Optical Band Unit (1310/1550) 30dB | 1350
CO-CMDU18/1 | 18ch,CWDM MDU,fiber-pair,wide slot | 9695
CO-SF4-TA/1470 | 4ch MDU CWDM SF, TA | 2700
CO-SF4-TB/1470 | 4ch MDU CWDM SF, TB | 2700
CO-SF4-EA/1270 | 4ch MDU CWDM SF, EA | 3292
CO-SF4-EB/1270 | 4ch MDU CWDM SF, EB | 3292
CO-SF4-TA/01 | 4ch MDU CWDM SF, TA ver 2 | 2700
CO-SF4-TB/01 | 4ch MDU CWDM SF, TB ver 2 | 2700
CO-SF4-EA/01 | 4ch MDU CWDM SF, EA ver 2 | 3292
CO-SF4-EB/01 | 4ch MDU CWDM SF, EB ver 2 | 3292
CO-SF1/1270 | 1ch CWDM OADM SF 1270nm | 1325
CO-SF1/1310 | 1ch CWDM OADM SF 1310nm | 1325
CO-SF1/1350 | 1ch CWDM OADM SF 1350nm | 1325
CO-SF1/1430 | 1ch CWDM OADM SF 1430nm | 1325
CO-SF1/1470 | 1ch CWDM OADM SF 1470nm | 1325
CO-SF1/1510 | 1ch CWDM OADM SF 1510nm | 1325
CO-SF1/1550 | 1ch CWDM OADM SF 1550nm | 1325
CO-SF1/1590 | 1ch CWDM OADM SF 1590nm | 1325
CO-SF1/yyyy | 1ch CWDM OADM SF xxxxnm | 1325
CO-SF2X1/1270 | 1ch CWDM Dual Sided OADM, SF 1270nm | 2197
CO-SF2X1/1310 | 1ch CWDM Dual Sided OADM, SF 1310nm | 2197
CO-SF2X1/1350 | 1ch CWDM Dual Sided OADM, SF 1350nm | 2197
CO-SF2X1/1430 | 1ch CWDM Dual Sided OADM, SF 1430nm | 2197
CO-SF2X1/1470 | 1ch CWDM Dual Sided OADM, SF 1470nm | 2197
CO-SF2X1/1510 | 1ch CWDM Dual Sided OADM, SF 1510nm | 2197
CO-SF2X1/1550 | 1ch CWDM Dual Sided OADM, SF 1550nm | 2197
CO-SF2X1/1590 | 1ch CWDM Dual Sided OADM, SF 1590nm | 2197
CO-SF2X1/yyyy | 1ch CWDM Dual Sided OADM, SF xxxxnm | 2197
CO-D919-926 | MDU DWDM 50GHz Even /919-926 | 9042
CO-D927-934 | MDU DWDM 50GHz Even /927-934 | 9042
CO-D935-942 | MDU DWDM 50GHz Even /935-942 | 9042
CO-D943-950 | MDU DWDM 50GHz Even /943-950 | 9042
CO-D951-958 | MDU DWDM 50GHz Even /951-958 | 9042
CO-D919-926-T | MDU DWDM 50GHz Even /919-926 Term | 8375
CO-D927-934-T | MDU DWDM 50GHz Even /927-934 Term | 8375
CO-D935-942-T | MDU DWDM 50GHz Even /935-942 Term | 8375
CO-D943-950-T | MDU DWDM 50GHz Even /943-950 Term | 8375
CO-D951-958-T | MDU DWDM 50GHz Even /951-958 Term | 8375
CO-D40EV | 40ch MDU DWDM 50GHz Even | 20933
CO-D40OD | 40ch MDU DWDM 50GHz Odd | 20933
CO-D40EV-E | 40ch MDU DWDM 50GHz Even w 1310 ext | 22399
CO-DSF20-EVA | 20ch,DWDM MDU,SF,50GHz,Even,A-side | 8933
CO-DSF20-EVB | 20ch,DWDM MDU,SF,50GHz,Even,B-side | 8933
CO-BSU1X5EV | 5 port BSU 50GHz Even | 12400
CO-BSU1X5OD | 5 port BSU 50GHz Odd | 12400
CO-D1-919 | 1ch/2-fiber DWDM AD, 50GHz Ev 919 | 1450
CO-D1-920 | 1ch/2-fiber DWDM AD, 50GHz Ev 920 | 1450
CO-D1-921 | 1ch/2-fiber DWDM AD, 50GHz Ev 921 | 1450
CO-D1-922 | 1ch/2-fiber DWDM AD, 50GHz Ev 922 | 1450
CO-D1-923 | 1ch/2-fiber DWDM AD, 50GHz Ev 923 | 1450
CO-D1-924 | 1ch/2-fiber DWDM AD, 50GHz Ev 924 | 1450
CO-D1-925 | 1ch/2-fiber DWDM AD, 50GHz Ev 925 | 1450
CO-D1-926 | 1ch/2-fiber DWDM AD, 50GHz Ev 926 | 1450
CO-D1-927 | 1ch/2-fiber DWDM AD, 50GHz Ev 927 | 1450
CO-D1-928 | 1ch/2-fiber DWDM AD, 50GHz Ev 928 | 1450
CO-D1-929 | 1ch/2-fiber DWDM AD, 50GHz Ev 929 | 1450
CO-D1-930 | 1ch/2-fiber DWDM AD, 50GHz Ev 930 | 1450
CO-D1-931 | 1ch/2-fiber DWDM AD, 50GHz Ev 931 | 1450
CO-D1-932 | 1ch/2-fiber DWDM AD, 50GHz Ev 932 | 1450
CO-D1-933 | 1ch/2-fiber DWDM AD, 50GHz Ev 933 | 1450
CO-D1-934 | 1ch/2-fiber DWDM AD, 50GHz Ev 934 | 1450
CO-D1-935 | 1ch/2-fiber DWDM AD, 50GHz Ev 935 | 1450
CO-D1-936 | 1ch/2-fiber DWDM AD, 50GHz Ev 936 | 1450
CO-D1-937 | 1ch/2-fiber DWDM AD, 50GHz Ev 937 | 1450
CO-D1-938 | 1ch/2-fiber DWDM AD, 50GHz Ev 938 | 1450
CO-D1-939 | 1ch/2-fiber DWDM AD, 50GHz Ev 939 | 1450
CO-D1-940 | 1ch/2-fiber DWDM AD, 50GHz Ev 940 | 1450
CO-D1-941 | 1ch/2-fiber DWDM AD, 50GHz Ev 941 | 1450
CO-D1-942 | 1ch/2-fiber DWDM AD, 50GHz Ev 942 | 1450
CO-D1-943 | 1ch/2-fiber DWDM AD, 50GHz Ev 943 | 1450
CO-D1-944 | 1ch/2-fiber DWDM AD, 50GHz Ev 944 | 1450
CO-D1-945 | 1ch/2-fiber DWDM AD, 50GHz Ev 945 | 1450
CO-D1-946 | 1ch/2-fiber DWDM AD, 50GHz Ev 946 | 1450
CO-D1-947 | 1ch/2-fiber DWDM AD, 50GHz Ev 947 | 1450
CO-D1-948 | 1ch/2-fiber DWDM AD, 50GHz Ev 948 | 1450
CO-D1-949 | 1ch/2-fiber DWDM AD, 50GHz Ev 949 | 1450
CO-D1-950 | 1ch/2-fiber DWDM AD, 50GHz Ev 950 | 1450
CO-D1-951 | 1ch/2-fiber DWDM AD, 50GHz Ev 951 | 1450
CO-D1-952 | 1ch/2-fiber DWDM AD, 50GHz Ev 952 | 1450
CO-D1-953 | 1ch/2-fiber DWDM AD, 50GHz Ev 953 | 1450
CO-D1-954 | 1ch/2-fiber DWDM AD, 50GHz Ev 954 | 1450
CO-D1-955 | 1ch/2-fiber DWDM AD, 50GHz Ev 955 | 1450
CO-D1-956 | 1ch/2-fiber DWDM AD, 50GHz Ev 956 | 1450
CO-D1-957 | 1ch/2-fiber DWDM AD, 50GHz Ev 957 | 1450
CO-D1-958 | 1ch/2-fiber DWDM AD, 50GHz Ev 958 | 1450
CO-D1-XXX | 1ch/2-fiber DWDM AD, 50GHz Ev xxx | 1450
CO-D2-919 | 2ch/2-fiber DWDM AD, 50GHz Ev 919 | 2417
CO-D2-921 | 2ch/2-fiber DWDM AD, 50GHz Ev 921 | 2417
CO-D2-923 | 2ch/2-fiber DWDM AD, 50GHz Ev 923 | 2417
CO-D2-925 | 2ch/2-fiber DWDM AD, 50GHz Ev 925 | 2417
CO-D2-927 | 2ch/2-fiber DWDM AD, 50GHz Ev 927 | 2417
CO-D2-929 | 2ch/2-fiber DWDM AD, 50GHz Ev 929 | 2417
CO-D2-931 | 2ch/2-fiber DWDM AD, 50GHz Ev 931 | 2417
CO-D2-933 | 2ch/2-fiber DWDM AD, 50GHz Ev 933 | 2417
CO-D2-935 | 2ch/2-fiber DWDM AD, 50GHz Ev 935 | 2417
CO-D2-937 | 2ch/2-fiber DWDM AD, 50GHz Ev 937 | 2417
CO-D2-939 | 2ch/2-fiber DWDM AD, 50GHz Ev 939 | 2417
CO-D2-941 | 2ch/2-fiber DWDM AD, 50GHz Ev 941 | 2417
CO-D2-943 | 2ch/2-fiber DWDM AD, 50GHz Ev 943 | 2417
CO-D2-945 | 2ch/2-fiber DWDM AD, 50GHz Ev 945 | 2417
CO-D2-947 | 2ch/2-fiber DWDM AD, 50GHz Ev 947 | 2417
CO-D2-949 | 2ch/2-fiber DWDM AD, 50GHz Ev 949 | 2417
CO-D2-951 | 2ch/2-fiber DWDM AD, 50GHz Ev 951 | 2417
CO-D2-953 | 2ch/2-fiber DWDM AD, 50GHz Ev 953 | 2417
CO-D2-955 | 2ch/2-fiber DWDM AD, 50GHz Ev 955 | 2417
CO-D2-957 | 2ch/2-fiber DWDM AD, 50GHz Ev 957 | 2417
CO-D2-XXX | 2ch/2-fiber DWDM AD, 50GHz Ev xxx | 2417
CO-D4-919 | 4ch/2-fiber DWDM AD, 50GHz Ev 919 | 3817
CO-D4-923 | 4ch/2-fiber DWDM AD, 50GHz Ev 923 | 3817
CO-D4-927 | 4ch/2-fiber DWDM AD, 50GHz Ev 927 | 3817
CO-D4-931 | 4ch/2-fiber DWDM AD, 50GHz Ev 931 | 3817
CO-D4-935 | 4ch/2-fiber DWDM AD, 50GHz Ev 935 | 3817
CO-D4-939 | 4ch/2-fiber DWDM AD, 50GHz Ev 939 | 3817
CO-D4-943 | 4ch/2-fiber DWDM AD, 50GHz Ev 943 | 3817
CO-D4-947 | 4ch/2-fiber DWDM AD, 50GHz Ev 947 | 3817
CO-D4-951 | 4ch/2-fiber DWDM AD, 50GHz Ev 951 | 3817
CO-D4-955 | 4ch/2-fiber DWDM AD, 50GHz Ev 955 | 3817
CO-D4-XXX | 4ch/2-fiber DWDM AD, 50GHz Ev xxx | 3817
CO-DSF2/919 | 2ch DWDM OADM SF 919-922 | 2900
CO-DSF2/922 | 2ch DWDM OADM SF 922-919 | 2900
CO-DSF2/923 | 2ch DWDM OADM SF 923-926 | 2900
CO-DSF2/926 | 2ch DWDM OADM SF 926-923 | 2900
CO-DSF2/927 | 2ch DWDM OADM SF 927-930 | 2900
CO-DSF2/930 | 2ch DWDM OADM SF 930-927 | 2900
CO-DSF2/931 | 2ch DWDM OADM SF 931-934 | 2900
CO-DSF2/934 | 2ch DWDM OADM SF 934-931 | 2900
CO-DSF2/935 | 2ch DWDM OADM SF 935-938 | 2900
CO-DSF2/938 | 2ch DWDM OADM SF 938-935 | 2900
CO-DSF2/939 | 2ch DWDM OADM SF 939-942 | 2900
CO-DSF2/942 | 2ch DWDM OADM SF 942-939 | 2900
CO-DSF2/943 | 2ch DWDM OADM SF 943-946 | 2900
CO-DSF2/946 | 2ch DWDM OADM SF 946-943 | 2900
CO-DSF2/947 | 2ch DWDM OADM SF 947-950 | 2900
CO-DSF2/950 | 2ch DWDM OADM SF 950-947 | 2900
CO-DSF2/951 | 2ch DWDM OADM SF 951-954 | 2900
CO-DSF2/954 | 2ch DWDM OADM SF 954-951 | 2900
CO-DSF2/955 | 2ch DWDM OADM SF 955-958 | 2900
CO-DSF2/958 | 2ch DWDM OADM SF 958-955 | 2900
CO-DSF2/XXX | 2ch DWDM OADM SF yyy-xxx | 2900
CO-DSF4/919 | 4ch DWDM OADM SF 919-926 | 3967
CO-DSF4/926 | 4ch DWDM OADM SF 926-919 | 3967
CO-DSF4/927 | 4ch DWDM OADM SF 927-934 | 3967
CO-DSF4/934 | 4ch DWDM OADM SF 934-927 | 3967
CO-DSF4/935 | 4ch DWDM OADM SF 935-942 | 3967
CO-DSF4/942 | 4ch DWDM OADM SF 942-935 | 3967
CO-DSF4/943 | 4ch DWDM OADM SF 943-950 | 3967
CO-DSF4/950 | 4ch DWDM OADM SF 950-943 | 3967
CO-DSF4/951 | 4ch DWDM OADM SF 951-958 | 3967
CO-DSF4/958 | 4ch DWDM OADM SF 958-951 | 3967
CO-DSF4/XXX | 4ch DWDM OADM SF yyy-xxx | 3967
CO-OCU5050 | Optical Coupler Unit 50/50 | 2105
CO-OCU8020 | Optical Coupler Unit 80/20 | 1517
CO-OCU9010 | Optical Coupler Unit 90/10 | 1517
Tray Units
OAD-8601/02 | Dual fiber working OADM, 1510 nm | 1708
OAD-8602/02 | Dual fiber working OADM, 1530 nm | 1708
OAD-8603/02 | Dual fiber working OADM, 1550 nm | 1708
OAD-8604/02 | Dual fiber working OADM, 1570 nm | 1708
OAD-8605/02 | Dual fiber working OADM, 1470 nm | 1708
OAD-8606/02 | Dual fiber working OADM, 1490 nm | 1708
OAD-8607/02 | Dual fiber working OADM, 1590 nm | 1708
OAD-8608/02 | Dual fiber working OADM, 1610 nm | 1708
OAD-860x/02 | Dual fiber working OADM, xxxx nm | 1708
OAD-8612/04 | CWDM Outdoor S-Fiber OADM 1511/1531 | 1708
OAD-8634/04 | CWDM Outdoor S-Fiber OADM 1551/1571 | 1708
OAD-8656/04 | CWDM Outdoor S-Fiber OADM 1471/1491 | 1708
OAD-8678/04 | CWDM Outdoor S-Fiber OADM 1591/1611 | 1708
OAD-86xx/04 | CWDM Outdoor S-Fiber OADM xxxx/yyyy | 1708
MDU-8632/01 | MDU 8ch Outdoor Hellermann tray | 8750
TCO-SF2X1/1270-D | 1ch CWDM DSided OADM,SF,D tray 1271 | 2458
TCO-SF2X1/1310-D | 1ch CWDM DSided OADM,SF,D tray 1311 | 2458
TCO-SF2X1/1350-D | 1ch CWDM DSided OADM,SF,D tray 1351 | 2458
TCO-SF2X1/1430-D | 1ch CWDM DSided OADM,SF,D tray 1431 | 2458
TCO-SF2X1/1470-D | 1ch CWDM DSided OADM,SF,D tray 1471 | 2458
TCO-SF2X1/1510-D | 1ch CWDM DSided OADM,SF,D tray 1511 | 2458
TCO-SF2X1/1550-D | 1ch CWDM DSided OADM,SF,D tray 1551 | 2458
TCO-SF2X1/1590-D | 1ch CWDM DSided OADM,SF,D tray 1591 | 2458
TCO-SF2X1/YYYY-D | 1ch CWDM DSided OADM,SF,D tray YYYY | 2458
TCO-SF2X1/1270-B | 1ch CWDM DSided OADM,SF,B tray 1271 | 2091
TCO-SF2X1/1310-B | 1ch CWDM DSided OADM,SF,B tray 1311 | 2091
TCO-SF2X1/1350-B | 1ch CWDM DSided OADM,SF,B tray 1351 | 2091
TCO-SF2X1/1430-B | 1ch CWDM DSided OADM,SF,B tray 1431 | 2091
TCO-SF2X1/1470-B | 1ch CWDM DSided OADM,SF,B tray 1471 | 2091
TCO-SF2X1/1510-B | 1ch CWDM DSided OADM,SF,B tray 1511 | 2091
TCO-SF2X1/1550-B | 1ch CWDM DSided OADM,SF,B tray 1551 | 2091
TCO-SF2X1/1590-B | 1ch CWDM DSided OADM,SF,B tray 1591 | 2091
TCO-SF2X1/YYYY-B | 1ch CWDM DSided OADM,SF,B tray YYYY | 2091
TCO-4/CMP | 8+1 ch CWDM MDU tray cmp | 4158
TCO-5/CMP | 8 ch CWDM MDU tray cmp | 3287
TCO-6/CMP | Optical Band Unit (1310/1550) 40dB on tray cmp | 1148
TCO-D2/CMP/919 | 2f-2ch,DWDM 100GHz,919-920 A/D cmp | 2175
TCO-D2/CMP/921 | 2f-2ch,DWDM 100GHz,921-922 A/D cmp | 2175
TCO-D2/CMP/923 | 2f-2ch,DWDM 100GHz,923-924 A/D cmp | 2175
TCO-D2/CMP/925 | 2f-2ch,DWDM 100GHz,925-926 A/D cmp | 2175
TCO-D2/CMP/927 | 2f-2ch,DWDM 100GHz,927-928 A/D cmp | 2175
TCO-D2/CMP/929 | 2f-2ch,DWDM 100GHz,929-930 A/D cmp | 2175
TCO-D2/CMP/931 | 2f-2ch,DWDM 100GHz,931-932 A/D cmp | 2175
TCO-D2/CMP/933 | 2f-2ch,DWDM 100GHz,933-934 A/D cmp | 2175
TCO-D2/CMP/935 | 2f-2ch,DWDM 100GHz,935-936 A/D cmp | 2175
TCO-D2/CMP/937 | 2f-2ch,DWDM 100GHz,937-938 A/D cmp | 2175
TCO-D2/CMP/939 | 2f-2ch,DWDM 100GHz,939-940 A/D cmp | 2175
TCO-D2/CMP/941 | 2f-2ch,DWDM 100GHz,941-942 A/D cmp | 2175
TCO-D2/CMP/943 | 2f-2ch,DWDM 100GHz,943-944 A/D cmp | 2175
TCO-D2/CMP/945 | 2f-2ch,DWDM 100GHz,945-946 A/D cmp | 2175
TCO-D2/CMP/947 | 2f-2ch,DWDM 100GHz,947-948 A/D cmp | 2175
TCO-D2/CMP/949 | 2f-2ch,DWDM 100GHz,949-950 A/D cmp | 2175
TCO-D2/CMP/951 | 2f-2ch,DWDM 100GHz,951-952 A/D cmp | 2175
TCO-D2/CMP/953 | 2f-2ch,DWDM 100GHz,953-954 A/D cmp | 2175
TCO-D2/CMP/955 | 2f-2ch,DWDM 100GHz,955-956 A/D cmp | 2175
TCO-D2/CMP/957 | 2f-2ch,DWDM 100GHz,957-958 A/D cmp | 2175
TCO-D2/CMP/XXX | 2f-2ch,DWDM 100GHz,xxx-yyy A/D cmp | 2175
TCO-D4/CMP/919 | 2f-4ch,DWDM 100GHz,919-922 A/D cmp | 3435
TCO-D4/CMP/923 | 2f-4ch,DWDM 100GHz,923-926 A/D cmp | 3435
TCO-D4/CMP/927 | 2f-4ch,DWDM 100GHz,927-930 A/D cmp | 3435
TCO-D4/CMP/931 | 2f-4ch,DWDM 100GHz,931-934 A/D cmp | 3435
TCO-D4/CMP/935 | 2f-4ch,DWDM 100GHz,935-938 A/D cmp | 3435
TCO-D4/CMP/939 | 2f-4ch,DWDM 100GHz,939-942 A/D cmp | 3435
TCO-D4/CMP/943 | 2f-4ch,DWDM 100GHz,943-946 A/D cmp | 3435
TCO-D4/CMP/947 | 2f-4ch,DWDM 100GHz,947-950 A/D cmp | 3435
TCO-D4/CMP/951 | 2f-4ch,DWDM 100GHz,951-954 A/D cmp | 3435
TCO-D4/CMP/955 | 2f-4ch,DWDM 100GHz,955-958 A/D cmp | 3435
TCO-D4/CMP/XXX | 2f-4ch,DWDM 100GHz,xxx-yyy A/D cmp | 3435
TCO-12/CMP/01 | 1ch OADM dual sided, tray cmp 1511 | 2050
TCO-12/CMP/02 | 1ch OADM dual sided, tray cmp 1531 | 2050
TCO-12/CMP/03 | 1ch OADM dual sided, tray cmp 1551 | 2050
TCO-12/CMP/04 | 1ch OADM dual sided, tray cmp 1571 | 2050
TCO-12/CMP/05 | 1ch OADM dual sided, tray cmp 1471 | 2050
TCO-12/CMP/06 | 1ch OADM dual sided, tray cmp 1491 | 2050
TCO-12/CMP/07 | 1ch OADM dual sided, tray cmp 1591 | 2050
TCO-12/CMP/08 | 1ch OADM dual sided, tray cmp 1611 | 2050
TCO-12/CMP/09 | 1ch OADM dual sided, tray cmp 1451 | 2050
TCO-12/CMP/10 | 1ch OADM dual sided, tray cmp 1431 | 2050
TCO-12/CMP/13 | 1ch OADM dual sided, tray cmp 1371 | 2050
TCO-12/CMP/14 | 1ch OADM dual sided, tray cmp 1351 | 2050
TCO-12/CMP/15 | 1ch OADM dual sided, tray cmp 1331 | 2050
TCO-12/CMP/16 | 1ch OADM dual sided, tray cmp 1311 | 2050
TCO-12/CMP/17 | 1ch OADM dual sided, tray cmp 1291 | 2050
TCO-12/CMP/18 | 1ch OADM dual sided, tray cmp 1271 | 2050
TCO-12/CMP/XX | 1ch OADM dual sided, tray cmp xxxx | 2050
TCO-14/CMP/0102 | 2ch OADM d-side, tray cmp 1511/1531 | 3733
TCO-14/CMP/0304 | 2ch OADM d-side, tray cmp 1551/1571 | 3733
TCO-14/CMP/0506 | 2ch OADM d-side, tray cmp 1471/1491 | 3733
TCO-14/CMP/0708 | 2ch OADM d-side, tray cmp 1591/1611 | 3733
TCO-14/CMP/0910 | 2ch OADM d-side, tray cmp 1451/1431 | 3733
TCO-14/CMP/1314 | 2ch OADM d-side, tray cmp 1371/1351 | 3733
TCO-14/CMP/1516 | 2ch OADM d-side, tray cmp 1331/1311 | 3733
TCO-14/CMP/1718 | 2ch OADM d-side, tray cmp 1291/1271 | 3733
TCO-14/CMP/XXXX | 2ch OADM d-side, tray cmp xxxx/yyyy | 3733
Product Family: Transceivers & Miscellaneous
Transceivers
Item Code | Item Name
SFP; Uncolored for up to 2.5Gb/s:
TRX100006 | SFP,850nm,MM,100-2500Mb/s,100m | 120
TRX100166 | SFP, 1310nm, 1250Mb/s, 10km | 170
TRX100041 | SFP, 1310nm, SM,1000-2125Mb/s, 10km | 154
TRX100075 | SFP, 1310nm, 1250Mb/s, 10km | 160
TRX100007 | SFP,1310nm,SM,100-2700Mb/s,2km | 263
TRX100040 | SFP, 1310nm, SM, 100-2700Mb/s, 15km | 328
TRX100037 | STM-1/OC-3 SFP tributary (S1.1) | 225
TRX100038 | STM-4/OC-12 & STM-1/OC-3 SM SFP | 256
TRX100054 | SFP, 1550nm, SM, 100-2700Mb/s, 80km | 1286
SFP; Uncolored for up to 4Gb/s:
TRX100046 | SFP,1310nm, SM, 4Gb/s, 5km | 579
TRX100047 | SFP,850nm, MM, 4Gb/s | 158
TRX100151 | SFP,1310nm, SM, 4Gb/s, 5km | 625
SFP; CWDM for up to 2,5Gb/s:
TRX100014/18 | CWDM SFP MultiRate, 20dB/40km 1270 | 540
TRX100014/17 | CWDM SFP MultiRate, 20dB/40km 1290 | 540
TRX100014/16 | CWDM SFP MultiRate, 20dB/40km 1310 | 540
TRX100014/15 | CWDM SFP MultiRate, 20dB/40km 1330 | 540
TRX100014/14 | CWDM SFP MultiRate, 20dB/40km 1350 | 540
TRX100014/11 | CWDM SFP MultiRate, 20dB/40km 1410 | 540
TRX100014/10 | CWDM SFP MultiRate, 20dB/40km 1430 | 540
TRX100014/09 | CWDM SFP MultiRate, 20dB/40km 1450 | 540
TRX100014/05 | CWDM SFP MultiRate, 20dB/40km 1470 | 540
TRX100014/06 | CWDM SFP MultiRate, 20dB/40km 1490 | 540
TRX100014/01 | CWDM SFP MultiRate, 20dB/40km 1510 | 540
TRX100014/02 | CWDM SFP MultiRate, 20dB/40km 1530 | 540
TRX100014/03 | CWDM SFP MultiRate, 20dB/40km 1550 | 540
TRX100014/04 | CWDM SFP MultiRate, 20dB/40km 1570 | 540
TRX100014/07 | CWDM SFP MultiRate, 20dB/40km 1590 | 540
TRX100014/08 | CWDM SFP MultiRate, 20dB/40km 1610 | 540
TRX100014/bb | CWDM SFP MultiRate, 20dB/40km xxxx | 540
TRX100015/18 | CWDM SFP MultiRate 28dB/80km 1270 | 763
TRX100015/17 | CWDM SFP MultiRate 28dB/80km 1290 | 763
TRX100015/16 | CWDM SFP MultiRate 28dB/80km 1310 | 763
TRX100015/15 | CWDM SFP MultiRate 28dB/80km 1330 | 763
TRX100015/14 | CWDM SFP MultiRate 28dB/80km 1350 | 763
TRX100015/11 | CWDM SFP MultiRate 28dB/80km 1410 | 763
TRX100015/10 | CWDM SFP MultiRate 28dB/80km 1430 | 763
TRX100015/09 | CWDM SFP MultiRate 28dB/80km 1450 | 763
TRX100015/05 | CWDM SFP MultiRate 28dB/80km 1470 | 763
TRX100015/06 | CWDM SFP MultiRate 28dB/80km 1490 | 763
TRX100015/01 | CWDM SFP MultiRate 28dB/80km 1510 | 763
TRX100015/02 | CWDM SFP MultiRate 28dB/80km 1530 | 763
TRX100015/03 | CWDM SFP MultiRate 28dB/80km 1550 | 763
TRX100015/04 | CWDM SFP MultiRate 28dB/80km 1570 | 763
TRX100015/07 | CWDM SFP MultiRate 28dB/80km 1590 | 763
TRX100015/08 | CWDM SFP MultiRate 28dB/80km 1610 | 763
TRX100015/bb | CWDM SFP MultiRate 28dB/80km xxxx | 763
TRX100026/05 | CWDM SFP MultiRate 30dB/100km 1470 | 1015
TRX100026/06 | CWDM SFP MultiRate 30dB/100km 1490 | 1015
TRX100026/01 | CWDM SFP MultiRate 30dB/100km 1510 | 1015
TRX100026/02 | CWDM SFP MultiRate 30dB/100km 1530 | 1015
TRX100026/03 | CWDM SFP MultiRate 30dB/100km 1550 | 1015
TRX100026/04 | CWDM SFP MultiRate 30dB/100km 1570 | 1015
TRX100026/07 | CWDM SFP MultiRate 30dB/100km 1590 | 1015
TRX100026/08 | CWDM SFP MultiRate 30dB/100km 1610 | 1015
TRX100026/bb | CWDM SFP MultiRate 30dB/100km xxxx | 1015
TRX100074/05 | SFP, 1470nm, CWDM, FE/GbE 40km | 606
TRX100074/06 | SFP, 1490nm, CWDM, FE/GbE 40km | 606
TRX100074/01 | SFP, 1510nm, CWDM, FE/GbE 40km | 606
TRX100074/02 | SFP, 1530nm, CWDM, FE/GbE 40km | 606
TRX100074/03 | SFP, 1550nm, CWDM, FE/GbE 40km | 606
TRX100074/04 | SFP, 1570nm, CWDM, FE/GbE 40km | 606
TRX100074/07 | SFP, 1590nm, CWDM, FE/GbE 40km | 606
TRX100074/08 | SFP, 1610nm, CWDM, FE/GbE 40km | 606
TRX100074/bb | SFP, xxxxnm, CWDM, FE/GbE 40km | 606
TRX100087/18 | SFP,1270nm CWDM,2.5G-MR,80km,I-Temp | 1532
TRX100087/17 | SFP,1290nm CWDM,2.5G-MR,80km,I-Temp | 1532
TRX100087/16 | SFP,1310nm CWDM,2.5G-MR,80km,I-Temp | 1532
TRX100087/15 | SFP,1330nm CWDM,2.5G-MR,80km,I-Temp | 1532
TRX100087/14 | SFP,1350nm CWDM,2.5G-MR,80km,I-Temp | 1532
TRX100087/11 | SFP,1410nm CWDM,2.5G-MR,80km,I-Temp | 1532
TRX100087/10 | SFP,1430nm CWDM,2.5G-MR,80km,I-Temp | 1532
TRX100087/09 | SFP,1450nm CWDM,2.5G-MR,80km,I-Temp | 1532
TRX100087/05 | SFP,1470nm CWDM,2.5G-MR,80km,I-Temp | 1532
TRX100087/06 | SFP,1490nm CWDM,2.5G-MR,80km,I-Temp | 1532
TRX100087/01 | SFP,1510nm CWDM,2.5G-MR,80km,I-Temp | 1532
TRX100087/02 | SFP,1530nm CWDM,2.5G-MR,80km,I-Temp | 1532
TRX100087/03 | SFP,1550nm CWDM,2.5G-MR,80km,I-Temp | 1532
TRX100087/04 | SFP,1570nm CWDM,2.5G-MR,80km,I-Temp | 1532
TRX100087/07 | SFP,1590nm CWDM,2.5G-MR,80km,I-Temp | 1532
TRX100087/08 | SFP,1610nm CWDM,2.5G-MR,80km,I-Temp | 1532
TRX100087/bb | SFP,YYYYnm CWDM,2.5G-MR,80km,I-Temp | 1532
SFP; Single Strand
TRX100080 | SFP,S-S,TX1310,RX1490,SM,GbE,10km | 541
TRX100081 | SFP,S-S,TX1490,RX1310,SM,GbE,10km | 541
TRX100084 | SFP,S-S,TX1310,RX1490,SM,GbE,60km,I | 766
TRX100085 | SFP,S-S,TX1490,RX1310,SM,GbE,60km,I | 766
TRX100088 | SFP,S-S,TX1310,RX1550,SM,GbE,60km | 744
TRX100089 | SFP,S-S,TX1550,RX1310,SM,GbE,60km | 744
TRX100154 | SFP+,S-S,TX1270,RX1330,10GbE,40km | 2441
TRX100155 | SFP+,S-S,TX1330,RX1270,10GbE,40km | 2441
SFP; CWDM for OSC channels on CU-SFP unit:
TRX100053/01 | CWDM SFP 50-266Mb/s 44dB/180km 1510 | 1829
TRX100053/05 | CWDM SFP 50-266Mb/s 44dB/180km 1470 | 1829
TRX100053/06 | CWDM SFP 50-266Mb/s 44dB/180km 1490 | 1829
TRX100053/bb | CWDM SFP 50-266Mb/s 44dB/180km xxxx | 1829
SFP; HD CWDM for up to 3.1Gb/s:
TRX100162/01D | SFP,1511nmD,HD CWDM,3G,I-temp,20km | 1575
TRX100162/01U | SFP,1511nmU,HD CWDM,3G,I-temp,20km | 1575
TRX100162/02D | SFP,1531nmD,HD CWDM,3G,I-temp,20km | 1575
TRX100162/02U | SFP,1531nmU,HD CWDM,3G,I-temp,20km | 1575
TRX100162/03D | SFP,1551nmD,HD CWDM,3G,I-temp,20km | 1575
TRX100162/03U | SFP,1551nmU,HD CWDM,3G,I-temp,20km | 1575
TRX100162/04D | SFP,1571nmD,HD CWDM,3G,I-temp,20km | 1575
TRX100162/04U | SFP,1571nmU,HD CWDM,3G,I-temp,20km | 1575
TRX100162/05D | SFP,1471nmD,HD CWDM,3G,I-temp,20km | 1575
TRX100162/05U | SFP,1471nmU,HD CWDM,3G,I-temp,20km | 1575
TRX100162/06D | SFP,1491nmD,HD CWDM,3G,I-temp,20km | 1575
TRX100162/06U | SFP,1491nmU,HD CWDM,3G,I-temp,20km | 1575
TRX100162/07D | SFP,1591nmD,HD CWDM,3G,I-temp,20km | 1575
TRX100162/07U | SFP,1591nmU,HD CWDM,3G,I-temp,20km | 1575
TRX100162/08D | SFP,1611nmD,HD CWDM,3G,I-temp,20km | 1575
TRX100162/08U | SFP,1611nmU,HD CWDM,3G,I-temp,20km | 1575
TRX100162/09D | SFP,1451nmD,HD CWDM,3G,I-temp,20km | 1575
TRX100162/09U | SFP,1451nmU,HD CWDM,3G,I-temp,20km | 1575
TRX100162/10D | SFP,1431nmD,HD CWDM,3G,I-temp,20km | 1575
TRX100162/10U | SFP,1431nmU,HD CWDM,3G,I-temp,20km | 1575
TRX100162/11D | SFP,1411nmD,HD CWDM,3G,I-temp,20km | 1575
TRX100162/11U | SFP,1411nmU,HD CWDM,3G,I-temp,20km | 1575
TRX100162/12D | SFP,1391nmD,HD CWDM,3G,I-temp,20km | 1575
TRX100162/12U | SFP,1391nmU,HD CWDM,3G,I-temp,20km | 1575
TRX100162/13D | SFP,1371nmD,HD CWDM,3G,I-temp,20km | 1575
TRX100162/13U | SFP,1371nmU,HD CWDM,3G,I-temp,20km | 1575
TRX100162/14D | SFP,1351nmD,HD CWDM,3G,I-temp,20km | 1575
TRX100162/14U | SFP,1351nmU,HD CWDM,3G,I-temp,20km | 1575
TRX100162/15D | SFP,1331nmD,HD CWDM,3G,I-temp,20km | 1575
TRX100162/15U | SFP,1331nmU,HD CWDM,3G,I-temp,20km | 1575
TRX100162/16D | SFP,1311nmD,HD CWDM,3G,I-temp,20km | 1575
TRX100162/16U | SFP,1311nmU,HD CWDM,3G,I-temp,20km | 1575
TRX100162/17D | SFP,1291nmD,HD CWDM,3G,I-temp,20km | 1575
TRX100162/17U | SFP,1291nmU,HD CWDM,3G,I-temp,20km | 1575
TRX100162/18D | SFP,1271nmD,HD CWDM,3G,I-temp,20km | 1575
TRX100162/18U | SFP,1271nmU,HD CWDM,3G,I-temp,20km | 1575
TRX100162/bbx | SFP,xxxxnmX,HD CWDM,3G,I-temp,20km | 1575
SFP; CWDM for up to 4Gb/s:
TRX100045/18 | SFP,1270nm,CWDM,4G/s,40km | 1491
TRX100045/17 | SFP,1290nm,CWDM,4G/s,40km | 1491
TRX100045/16 | SFP,1310nm,CWDM,4G/s,40km | 1491
TRX100045/15 | SFP,1330nm,CWDM,4G/s,40km | 1491
TRX100045/14 | SFP,1350nm,CWDM,4G/s,40km | 1491
TRX100045/11 | SFP,1410nm,CWDM,4G/s,40km | 1491
TRX100045/10 | SFP,1430nm,CWDM,4G/s,40km | 1491
TRX100045/09 | SFP,1450nm,CWDM,4G/s,40km | 1491
TRX100045/05 | SFP,1470nm,CWDM,4G/s,40km | 1491
TRX100045/06 | SFP,1490nm,CWDM,4G/s,40km | 1491
TRX100045/01 | SFP,1510nm,CWDM,4G/s,40km | 1491
TRX100045/02 | SFP,1530nm,CWDM,4G/s,40km | 1491
TRX100045/03 | SFP,1550nm,CWDM,4G/s,40km | 1491
TRX100045/04 | SFP,1570nm,CWDM,4G/s,40km | 1491
TRX100045/07 | SFP,1590nm,CWDM,4G/s,40km | 1491
TRX100045/08 | SFP,1610nm,CWDM,4G/s,40km | 1491
TRX100045/bb | SFP,xxxxnm,CWDM,4G/s,40km | 1491
TRX100052/18 | SFP, 1270nm, CWDM, 1/2/4Gb/s, 80km | 4418
TRX100052/17 | SFP, 1290nm, CWDM, 1/2/4Gb/s, 80km | 4418
TRX100052/16 | SFP, 1310nm, CWDM, 1/2/4Gb/s, 80km | 4418
TRX100052/15 | SFP, 1330nm, CWDM, 1/2/4Gb/s, 80km | 4418
TRX100052/14 | SFP, 1350nm, CWDM, 1/2/4Gb/s, 80km | 4418
TRX100052/11 | SFP, 1410nm, CWDM, 1/2/4Gb/s, 80km | 4418
TRX100052/10 | SFP, 1430nm, CWDM, 1/2/4Gb/s, 80km | 4418
TRX100052/09 | SFP, 1450nm, CWDM, 1/2/4Gb/s, 80km | 4418
TRX100052/05 | SFP, 1470nm, CWDM, 1/2/4Gb/s, 80km | 4418
TRX100052/06 | SFP, 1490nm, CWDM, 1/2/4Gb/s, 80km | 4418
TRX100052/01 | SFP, 1510nm, CWDM, 1/2/4Gb/s, 80km | 4418
TRX100052/02 | SFP, 1530nm, CWDM, 1/2/4Gb/s, 80km | 4418
TRX100052/03 | SFP, 1550nm, CWDM, 1/2/4Gb/s, 80km | 4418
TRX100052/04 | SFP, 1570nm, CWDM, 1/2/4Gb/s, 80km | 4418
TRX100052/07 | SFP, 1590nm, CWDM, 1/2/4Gb/s, 80km | 4418
TRX100052/08 | SFP, 1610nm, CWDM, 1/2/4Gb/s, 80km | 4418
TRX100052/bb | SFP, xxxnm, CWDM, 1/2/4Gb/s, 80km | 3769
SFP; DWDM for up to 3Gb/s
TRX100028/919 | SFP, Ch19, DWDM, 622-2700Mb/s,120Km | 3222
TRX100028/920 | SFP, Ch20, DWDM, 622-2700Mb/s,120Km | 3222
TRX100028/921 | SFP, Ch21, DWDM, 622-2700Mb/s,120Km | 3222
TRX100028/922 | SFP, Ch22, DWDM, 622-2700Mb/s,120Km | 3222
TRX100028/923 | SFP, Ch23, DWDM, 622-2700Mb/s,120Km | 3222
TRX100028/924 | SFP, Ch24, DWDM, 622-2700Mb/s,120Km | 3222
TRX100028/925 | SFP, Ch25, DWDM, 622-2700Mb/s,120Km | 3222
TRX100028/926 | SFP, Ch26, DWDM, 622-2700Mb/s,120Km | 3222
TRX100028/927 | SFP, Ch27, DWDM, 622-2700Mb/s,120Km | 3222
TRX100028/928 | SFP, Ch28, DWDM, 622-2700Mb/s,120Km | 3222
TRX100028/929 | SFP, Ch29, DWDM, 622-2700Mb/s,120Km | 3222
TRX100028/930 | SFP, Ch30, DWDM, 622-2700Mb/s,120Km | 3222
TRX100028/931 | SFP, Ch31, DWDM, 622-2700Mb/s,120Km | 3222
TRX100028/932 | SFP, Ch32, DWDM, 622-2700Mb/s,120Km | 3222
TRX100028/933 | SFP, Ch33, DWDM, 622-2700Mb/s,120Km | 3222
TRX100028/934 | SFP, Ch34, DWDM, 622-2700Mb/s,120Km | 3222
TRX100028/935 | SFP, Ch35, DWDM, 622-2700Mb/s,120Km | 3222
TRX100028/936 | SFP, Ch36, DWDM, 622-2700Mb/s,120Km | 3222
TRX100028/937 | SFP, Ch37, DWDM, 622-2700Mb/s,120Km | 3222
TRX100028/938 | SFP, Ch38, DWDM, 622-2700Mb/s,120Km | 3222
TRX100028/939 | SFP, Ch39, DWDM, 622-2700Mb/s,120Km | 3222
TRX100028/940 | SFP, Ch40, DWDM, 622-2700Mb/s,120Km | 3222
TRX100028/941 | SFP, Ch41, DWDM, 622-2700Mb/s,120Km | 3222
TRX100028/942 | SFP, Ch42, DWDM, 622-2700Mb/s,120Km | 3222
TRX100028/943 | SFP, Ch43, DWDM, 622-2700Mb/s,120Km | 3222
TRX100028/944 | SFP, Ch44, DWDM, 622-2700Mb/s,120Km | 3222
TRX100028/945 | SFP, Ch45, DWDM, 622-2700Mb/s,120Km | 3222
TRX100028/946 | SFP, Ch46, DWDM, 622-2700Mb/s,120Km | 3222
TRX100028/947 | SFP, Ch47, DWDM, 622-2700Mb/s,120Km | 3222
TRX100028/948 | SFP, Ch48, DWDM, 622-2700Mb/s,120Km | 3222
TRX100028/949 | SFP, Ch49, DWDM, 622-2700Mb/s,120Km | 3222
TRX100028/950 | SFP, Ch50, DWDM, 622-2700Mb/s,120Km | 3222
TRX100028/951 | SFP, Ch51, DWDM, 622-2700Mb/s,120Km | 3222
TRX100028/952 | SFP, Ch52, DWDM, 622-2700Mb/s,120Km | 3222
TRX100028/953 | SFP, Ch53, DWDM, 622-2700Mb/s,120Km | 3222
TRX100028/954 | SFP, Ch54, DWDM, 622-2700Mb/s,120Km | 3222
TRX100028/955 | SFP, Ch55, DWDM, 622-2700Mb/s,120Km | 3222
TRX100028/956 | SFP, Ch56, DWDM, 622-2700Mb/s,120Km | 3222
TRX100028/957 | SFP, Ch57, DWDM, 622-2700Mb/s,120Km | 3222
TRX100028/958 | SFP, Ch58, DWDM, 622-2700Mb/s,120Km | 3222
TRX100028/xxx | SFP, Chxx, DWDM, 622-2700Mb/s,120km | 3222
TRX100073/919 | SFP,Ch19,DWDM,100-2700Mb/s,180km | 4030
TRX100073/920 | SFP,Ch20,DWDM,100-2700Mb/s,180km | 4030
TRX100073/921 | SFP,Ch21,DWDM,100-2700Mb/s,180km | 4030
TRX100073/922 | SFP,Ch22,DWDM,100-2700Mb/s,180km | 4030
TRX100073/923 | SFP,Ch23,DWDM,100-2700Mb/s,180km | 4030
TRX100073/924 | SFP,Ch24,DWDM,100-2700Mb/s,180km | 4030
TRX100073/925 | SFP,Ch25,DWDM,100-2700Mb/s,180km | 4030
TRX100073/926 | SFP,Ch26,DWDM,100-2700Mb/s,180km | 4030
TRX100073/927 | SFP,Ch27,DWDM,100-2700Mb/s,180km | 4030
TRX100073/928 | SFP,Ch28,DWDM,100-2700Mb/s,180km | 4030
TRX100073/929 | SFP,Ch29,DWDM,100-2700Mb/s,180km | 4030
TRX100073/930 | SFP,Ch30,DWDM,100-2700Mb/s,180km | 4030
TRX100073/931 | SFP,Ch31,DWDM,100-2700Mb/s,180km | 4030
TRX100073/932 | SFP,Ch32,DWDM,100-2700Mb/s,180km | 4030
TRX100073/933 | SFP,Ch33,DWDM,100-2700Mb/s,180km | 4030
TRX100073/934 | SFP,Ch34,DWDM,100-2700Mb/s,180km | 4030
TRX100073/935 | SFP,Ch35,DWDM,100-2700Mb/s,180km | 4030
TRX100073/936 | SFP,Ch36,DWDM,100-2700Mb/s,180km | 4030
TRX100073/937 | SFP,Ch37,DWDM,100-2700Mb/s,180km | 4030
TRX100073/938 | SFP,Ch38,DWDM,100-2700Mb/s,180km | 4030
TRX100073/939 | SFP,Ch39,DWDM,100-2700Mb/s,180km | 4030
TRX100073/940 | SFP,Ch40,DWDM,100-2700Mb/s,180km | 4030
TRX100073/941 | SFP,Ch41,DWDM,100-2700Mb/s,180km | 4030
TRX100073/942 | SFP,Ch42,DWDM,100-2700Mb/s,180km | 4030
TRX100073/943 | SFP,Ch43,DWDM,100-2700Mb/s,180km | 4030
TRX100073/944 | SFP,Ch44,DWDM,100-2700Mb/s,180km | 4030
TRX100073/945 | SFP,Ch45,DWDM,100-2700Mb/s,180km | 4030
TRX100073/946 | SFP,Ch46,DWDM,100-2700Mb/s,180km | 4030
TRX100073/947 | SFP,Ch47,DWDM,100-2700Mb/s,180km | 4030
TRX100073/948 | SFP,Ch48,DWDM,100-2700Mb/s,180km | 4030
TRX100073/949 | SFP,Ch49,DWDM,100-2700Mb/s,180km | 4030
TRX100073/950 | SFP,Ch50,DWDM,100-2700Mb/s,180km | 4030
TRX100073/951 | SFP,Ch51,DWDM,100-2700Mb/s,180km | 4030
TRX100073/952 | SFP,Ch52,DWDM,100-2700Mb/s,180km | 4030
TRX100073/953 | SFP,Ch53,DWDM,100-2700Mb/s,180km | 4030
TRX100073/954 | SFP,Ch54,DWDM,100-2700Mb/s,180km | 4030
TRX100073/955 | SFP,Ch55,DWDM,100-2700Mb/s,180km | 4030
TRX100073/956 | SFP,Ch56,DWDM,100-2700Mb/s,180km | 4030
TRX100073/957 | SFP,Ch57,DWDM,100-2700Mb/s,180km | 4030
TRX100073/958 | SFP,Ch58,DWDM,100-2700Mb/s,180km | 4030
TRX100073/xxx | SFP,Chxx,DWDM,100-2700Mb/s,180km | 4030
TRX100126/919 | SFP,Ch19,DWDM,100-3100Mb/s,120km | 4235
TRX100126/920 | SFP,Ch20,DWDM,100-3100Mb/s,120km | 4235
TRX100126/921 | SFP,Ch21,DWDM,100-3100Mb/s,120km | 4235
TRX100126/922 | SFP,Ch22,DWDM,100-3100Mb/s,120km | 4235
TRX100126/923 | SFP,Ch23,DWDM,100-3100Mb/s,120km | 4235
TRX100126/924 | SFP,Ch24,DWDM,100-3100Mb/s,120km | 4235
TRX100126/925 | SFP,Ch25,DWDM,100-3100Mb/s,120km | 4235
TRX100126/926 | SFP,Ch26,DWDM,100-3100Mb/s,120km | 4235
TRX100126/927 | SFP,Ch27,DWDM,100-3100Mb/s,120km | 4235
TRX100126/928 | SFP,Ch28,DWDM,100-3100Mb/s,120km | 4235
TRX100126/929 | SFP,Ch29,DWDM,100-3100Mb/s,120km | 4235
TRX100126/930 | SFP,Ch30,DWDM,100-3100Mb/s,120km | 4235
TRX100126/931 | SFP,Ch31,DWDM,100-3100Mb/s,120km | 4235
TRX100126/932 | SFP,Ch32,DWDM,100-3100Mb/s,120km | 4235
TRX100126/933 | SFP,Ch33,DWDM,100-3100Mb/s,120km | 4235
TRX100126/934 | SFP,Ch34,DWDM,100-3100Mb/s,120km | 4235
TRX100126/935 | SFP,Ch35,DWDM,100-3100Mb/s,120km | 4235
TRX100126/936 | SFP,Ch36,DWDM,100-3100Mb/s,120km | 4235
TRX100126/937 | SFP,Ch37,DWDM,100-3100Mb/s,120km | 4235
TRX100126/938 | SFP,Ch38,DWDM,100-3100Mb/s,120km | 4235
TRX100126/939 | SFP,Ch39,DWDM,100-3100Mb/s,120km | 4235
TRX100126/940 | SFP,Ch40,DWDM,100-3100Mb/s,120km | 4235
TRX100126/941 | SFP,Ch41,DWDM,100-3100Mb/s,120km | 4235
TRX100126/942 | SFP,Ch42,DWDM,100-3100Mb/s,120km | 4235
TRX100126/943 | SFP,Ch43,DWDM,100-3100Mb/s,120km | 4235
TRX100126/944 | SFP,Ch44,DWDM,100-3100Mb/s,120km | 4235
TRX100126/945 | SFP,Ch45,DWDM,100-3100Mb/s,120km | 4235
TRX100126/946 | SFP,Ch46,DWDM,100-3100Mb/s,120km | 4235
TRX100126/947 | SFP,Ch47,DWDM,100-3100Mb/s,120km | 4235
TRX100126/948 | SFP,Ch48,DWDM,100-3100Mb/s,120km | 4235
TRX100126/949 | SFP,Ch49,DWDM,100-3100Mb/s,120km | 4235
TRX100126/950 | SFP,Ch50,DWDM,100-3100Mb/s,120km | 4235
TRX100126/951 | SFP,Ch51,DWDM,100-3100Mb/s,120km | 4235
TRX100126/952 | SFP,Ch52,DWDM,100-3100Mb/s,120km | 4235
TRX100126/953 | SFP,Ch53,DWDM,100-3100Mb/s,120km | 4235
TRX100126/954 | SFP,Ch54,DWDM,100-3100Mb/s,120km | 4235
TRX100126/955 | SFP,Ch55,DWDM,100-3100Mb/s,120km | 4235
TRX100126/956 | SFP,Ch56,DWDM,100-3100Mb/s,120km | 4235
TRX100126/957 | SFP,Ch57,DWDM,100-3100Mb/s,120km | 4235
TRX100126/958 | SFP,Ch58,DWDM,100-3100Mb/s,120km | 4235
TRX100126/xxx | SFP,ChYY, DWDM, 100-3100Mb/s,120km | 4235
SFP; DWDM for up to 4Gb/s
TRX100055/919 | SFP, Ch19, DWDM,SM,4250Mb/s, 80km | 4100
TRX100055/920 | SFP, Ch20, DWDM,SM,4250Mb/s, 80km | 4100
TRX100055/921 | SFP, Ch21, DWDM,SM,4250Mb/s, 80km | 4100
TRX100055/922 | SFP, Ch22, DWDM,SM,4250Mb/s, 80km | 4100
TRX100055/923 | SFP, Ch23, DWDM,SM,4250Mb/s, 80km | 4100
TRX100055/924 | SFP, Ch24, DWDM,SM,4250Mb/s, 80km | 4100
TRX100055/925 | SFP, Ch25, DWDM,SM,4250Mb/s, 80km | 4100
TRX100055/926 | SFP, Ch26, DWDM,SM,4250Mb/s, 80km | 4100
TRX100055/927 | SFP, Ch27, DWDM,SM,4250Mb/s, 80km | 4100
TRX100055/928 | SFP, Ch28, DWDM,SM,4250Mb/s, 80km | 4100
TRX100055/929 | SFP, Ch29, DWDM,SM,4250Mb/s, 80km | 4100
TRX100055/930 | SFP, Ch30, DWDM,SM,4250Mb/s, 80km | 4100
TRX100055/931 | SFP, Ch31, DWDM,SM,4250Mb/s, 80km | 4100
TRX100055/932 | SFP, Ch32, DWDM,SM,4250Mb/s, 80km | 4100
TRX100055/933 | SFP, Ch33, DWDM,SM,4250Mb/s, 80km | 4100
TRX100055/934 | SFP, Ch34, DWDM,SM,4250Mb/s, 80km | 4100
TRX100055/935 | SFP, Ch35, DWDM,SM,4250Mb/s, 80km | 4100
TRX100055/936 | SFP, Ch36, DWDM,SM,4250Mb/s, 80km | 4100
TRX100055/937 | SFP, Ch37, DWDM,SM,4250Mb/s, 80km | 4100
TRX100055/938 | SFP, Ch38, DWDM,SM,4250Mb/s, 80km | 4100
TRX100055/939 | SFP, Ch39, DWDM,SM,4250Mb/s, 80km | 4100
TRX100055/940 | SFP, Ch40, DWDM,SM,4250Mb/s, 80km | 4100
TRX100055/941 | SFP, Ch41, DWDM,SM,4250Mb/s, 80km | 4100
TRX100055/942 | SFP, Ch42, DWDM,SM,4250Mb/s, 80km | 4100
TRX100055/943 | SFP, Ch43, DWDM,SM,4250Mb/s, 80km | 4100
TRX100055/944 | SFP, Ch44, DWDM,SM,4250Mb/s, 80km | 4100
TRX100055/945 | SFP, Ch45, DWDM,SM,4250Mb/s, 80km | 4100
TRX100055/946 | SFP, Ch46, DWDM,SM,4250Mb/s, 80km | 4100
TRX100055/947 | SFP, Ch47, DWDM,SM,4250Mb/s, 80km | 4100
TRX100055/948 | SFP, Ch48, DWDM,SM,4250Mb/s, 80km | 4100
TRX100055/949 | SFP, Ch49, DWDM,SM,4250Mb/s, 80km | 4100
TRX100055/950 | SFP, Ch50, DWDM,SM,4250Mb/s, 80km | 4100
TRX100055/951 | SFP, Ch51, DWDM,SM,4250Mb/s, 80km | 4100
TRX100055/952 | SFP, Ch52, DWDM,SM,4250Mb/s, 80km | 4100
TRX100055/953 | SFP, Ch53, DWDM,SM,4250Mb/s, 80km | 4100
TRX100055/954 | SFP, Ch54, DWDM,SM,4250Mb/s, 80km | 4100
TRX100055/955 | SFP, Ch55, DWDM,SM,4250Mb/s, 80km | 4100
TRX100055/956 | SFP, Ch56, DWDM,SM,4250Mb/s, 80km | 4100
TRX100055/957 | SFP, Ch57, DWDM,SM,4250Mb/s, 80km | 4100
TRX100055/958 | SFP, Ch58, DWDM,SM,4250Mb/s, 80km | 4100
TRX100055/xxx | SFP, Chxx, DWDM,SM,4250Mb/s, 80km | 4100
SFP; DWDM for up to 4Gb/s
TRX100148/9185 | SFP, Ch9185, DWDM,SM,4250Mb/s, 80km | 4158
TRX100148/919 | SFP, Ch9190, DWDM,SM,4250Mb/s, 80km | 4158
TRX100148/9195 | SFP, Ch9195, DWDM,SM,4250Mb/s, 80km | 4158
TRX100148/920 | SFP, Ch9200, DWDM,SM,4250Mb/s, 80km | 4158
TRX100148/9205 | SFP, Ch9205, DWDM,SM,4250Mb/s, 80km | 4158
TRX100148/921 | SFP, Ch9210, DWDM,SM,4250Mb/s, 80km | 4158
TRX100148/9215 | SFP, Ch9215, DWDM,SM,4250Mb/s, 80km | 4158
TRX100148/922 | SFP, Ch9220, DWDM,SM,4250Mb/s, 80km | 4158
TRX100148/9225 | SFP, Ch9225, DWDM,SM,4250Mb/s, 80km | 4158
TRX100148/923 | SFP, Ch9230, DWDM,SM,4250Mb/s, 80km | 4158
TRX100148/9235 | SFP, Ch9235, DWDM,SM,4250Mb/s, 80km | 4158
TRX100148/924 | SFP, Ch9240, DWDM,SM,4250Mb/s, 80km | 4158
TRX100148/9245 | SFP, Ch9245, DWDM,SM,4250Mb/s, 80km | 4158
TRX100148/925 | SFP, Ch9250, DWDM,SM,4250Mb/s, 80km | 4158
TRX100148/9255 | SFP, Ch9255, DWDM,SM,4250Mb/s, 80km | 4158
TRX100148/926 | SFP, Ch9260, DWDM,SM,4250Mb/s, 80km | 4158
TRX100148/9265 | SFP, Ch9265, DWDM,SM,4250Mb/s, 80km | 4158
TRX100148/927 | SFP, Ch9270, DWDM,SM,4250Mb/s, 80km | 4158
TRX100148/9275 | SFP, Ch9275, DWDM,SM,4250Mb/s, 80km | 4158
TRX100148/928 | SFP, Ch9280, DWDM,SM,4250Mb/s, 80km | 4158
TRX100148/9285 | SFP, Ch9285, DWDM,SM,4250Mb/s, 80km | 4158
TRX100148/929 | SFP, Ch9290, DWDM,SM,4250Mb/s, 80km | 4158
TRX100148/9295 | SFP, Ch9295, DWDM,SM,4250Mb/s, 80km | 4158
TRX100148/930 | SFP, Ch9300, DWDM,SM,4250Mb/s, 80km | 4158
TRX100148/9305 | SFP, Ch9305, DWDM,SM,4250Mb/s, 80km | 4158
TRX100148/931 | SFP, Ch9310, DWDM,SM,4250Mb/s, 80km | 4158
TRX100148/9315 | SFP, Ch9315, DWDM,SM,4250Mb/s, 80km | 4158
TRX100148/932 | SFP, Ch9320, DWDM,SM,4250Mb/s, 80km | 4158
TRX100148/9325 | SFP, Ch9325, DWDM,SM,4250Mb/s, 80km | 4158
TRX100148/933 | SFP, Ch9330, DWDM,SM,4250Mb/s, 80km | 4158
TRX100148/9335 | SFP, Ch9335, DWDM,SM,4250Mb/s, 80km | 4158
TRX100148/934 | SFP, Ch9340, DWDM,SM,4250Mb/s, 80km | 4158
TRX100148/9345 | SFP, Ch9345, DWDM,SM,4250Mb/s, 80km | 4158
TRX100148/935 | SFP, Ch9350, DWDM,SM,4250Mb/s, 80km | 4158
TRX100148/9355 | SFP, Ch9355, DWDM,SM,4250Mb/s, 80km | 4158
TRX100148/936 | SFP, Ch9360, DWDM,SM,4250Mb/s, 80km | 4158
TRX100148/9365 | SFP, Ch9365, DWDM,SM,4250Mb/s, 80km | 4158
TRX100148/937 | SFP, Ch9370, DWDM,SM,4250Mb/s, 80km | 4158
TRX100148/9375 | SFP, Ch9375, DWDM,SM,4250Mb/s, 80km | 4158
TRX100148/938 | SFP, Ch9380, DWDM,SM,4250Mb/s, 80km | 4158
TRX100148/9385 | SFP, Ch9385, DWDM,SM,4250Mb/s, 80km | 4158
TRX100148/939 | SFP, Ch9390, DWDM,SM,4250Mb/s, 80km | 4158
TRX100148/9395 | SFP, Ch9395, DWDM,SM,4250Mb/s, 80km | 4158
TRX100148/940 | SFP, Ch9400, DWDM,SM,4250Mb/s, 80km | 4158
TRX100148/9405 | SFP, Ch9405, DWDM,SM,4250Mb/s, 80km | 4158
TRX100148/941 | SFP, Ch9410, DWDM,SM,4250Mb/s, 80km | 4158
TRX100148/9415 | SFP, Ch9415, DWDM,SM,4250Mb/s, 80km | 4158
TRX100148/942 | SFP, Ch9420, DWDM,SM,4250Mb/s, 80km | 4158
TRX100148/9425 | SFP, Ch9425, DWDM,SM,4250Mb/s, 80km | 4158
TRX100148/943 | SFP, Ch9430, DWDM,SM,4250Mb/s, 80km | 4158
TRX100148/9435 | SFP, Ch9435, DWDM,SM,4250Mb/s, 80km | 4158
TRX100148/944 | SFP, Ch9440, DWDM,SM,4250Mb/s, 80km | 4158
TRX100148/9445 | SFP, Ch9445, DWDM,SM,4250Mb/s, 80km | 4158
TRX100148/945 | SFP, Ch9450, DWDM,SM,4250Mb/s, 80km | 4158
TRX100148/9455 | SFP, Ch9455, DWDM,SM,4250Mb/s, 80km | 4158
TRX100148/946 | SFP, Ch9460, DWDM,SM,4250Mb/s, 80km | 4158
TRX100148/9465 | SFP, Ch9465, DWDM,SM,4250Mb/s, 80km | 4158
TRX100148/947 | SFP, Ch9470, DWDM,SM,4250Mb/s, 80km | 4158
TRX100148/9475 | SFP, Ch9475, DWDM,SM,4250Mb/s, 80km | 4158
TRX100148/948 | SFP, Ch9480, DWDM,SM,4250Mb/s, 80km | 4158
TRX100148/9485 | SFP, Ch9485, DWDM,SM,4250Mb/s, 80km | 4158
TRX100148/949 | SFP, Ch9490, DWDM,SM,4250Mb/s, 80km | 4158
TRX100148/9495 | SFP, Ch9195, DWDM,SM,4250Mb/s, 80km | 4158
TRX100148/950 | SFP, Ch9950, DWDM,SM,4250Mb/s, 80km | 4158
TRX100148/9505 | SFP, Ch9505, DWDM,SM,4250Mb/s, 80km | 4158
TRX100148/951 | SFP, Ch9510, DWDM,SM,4250Mb/s, 80km | 4158
TRX100148/9515 | SFP, Ch9515, DWDM,SM,4250Mb/s, 80km | 4158
TRX100148/952 | SFP, Ch9520, DWDM,SM,4250Mb/s, 80km | 4158
TRX100148/9525 | SFP, Ch9525, DWDM,SM,4250Mb/s, 80km | 4158
TRX100148/953 | SFP, Ch9530, DWDM,SM,4250Mb/s, 80km | 4158
TRX100148/9535 | SFP, Ch9535, DWDM,SM,4250Mb/s, 80km | 4158
TRX100148/954 | SFP, Ch9540, DWDM,SM,4250Mb/s, 80km | 4158
TRX100148/9545 | SFP, Ch9545, DWDM,SM,4250Mb/s, 80km | 4158
TRX100148/955 | SFP, Ch9550, DWDM,SM,4250Mb/s, 80km | 4158
TRX100148/9555 | SFP, Ch9555, DWDM,SM,4250Mb/s, 80km | 4158
TRX100148/956 | SFP, Ch9560, DWDM,SM,4250Mb/s, 80km | 4158
TRX100148/9565 | SFP, Ch9565, DWDM,SM,4250Mb/s, 80km | 4158
TRX100148/957 | SFP, Ch9570, DWDM,SM,4250Mb/s, 80km | 4158
TRX100148/9575 | SFP, Ch9575, DWDM,SM,4250Mb/s, 80km | 4158
TRX100148/958 | SFP, Ch9580, DWDM,SM,4250Mb/s, 80km | 4158
TRX100148/xxxx | SFP, Chxxxx, DWDM,SM,4250Mb/s, 80km | 4158
SFP+; Uncolored for 10Gb/s
TRX100100 | SFP+,1310nm,SM,10Gb/s,10km,E-Temp | 457
TRX100101 | SFP+,1310nm,SM,10Gb/s,10km,I-temp | 547
TRX100103 | SFP+,850nm,MM,10Gb/s,300m,E-Temp | 307
TRX100114 | SFP+, 1550nm, 10Gb/s, 40km, E-temp | 1909
TRX100115 | SFP+, 1550nm, 8.5-11.3Gb/s, 80km | 5469
TRX100116 | SFP+, 1310nm, 8.5-11.3Gb/s, 40km | 1900
TOM-10G-SFPP-SR1 | SFP+,1310nm,SM,10Gb/s,MR,10km | 622
SFP+; Uncolored for up to 16G FC:
TRX100140 | SFP+,850nm,MM,16GFC,100m | 479
TRX100141 | SFP+,1310nm,SM,16GFC,10km | 1230
SFP+; CWDM for 10Gb/s
TRX100106/01 | SFP+ 1510nm, CWDM, SM, 10Gb/s, 40km | 2950
TRX100106/02 | SFP+ 1530nm, CWDM, SM, 10Gb/s, 40km | 2950
TRX100106/03 | SFP+ 1550nm, CWDM, SM, 10Gb/s, 40km | 2950
TRX100106/04 | SFP+ 1570nm, CWDM, SM, 10Gb/s, 40km | 2950
TRX100106/05 | SFP+ 1470nm, CWDM, SM, 10Gb/s, 40km | 2950
TRX100106/06 | SFP+ 1490nm, CWDM, SM, 10Gb/s, 40km | 2950
TRX100106/07 | SFP+ 1590nm, CWDM, SM, 10Gb/s, 40km | 2950
TRX100106/08 | SFP+ 1610nm, CWDM, SM, 10Gb/s, 40km | 2950
TRX100106/bb | SFP+ YYYYnm, CWDM, SM, 10Gb/s, 40km | 2950
TRX100113/05 | SFP+ 1470nm, CWDM, SM, 10Gb/s, 70km | 4929
TRX100113/06 | SFP+ 1490nm, CWDM, SM, 10Gb/s, 70km | 4929
TRX100113/01 | SFP+ 1510nm, CWDM, SM, 10Gb/s, 70km | 4929
TRX100113/02 | SFP+ 1530nm, CWDM, SM, 10Gb/s, 70km | 4929
TRX100113/03 | SFP+ 1550nm, CWDM, SM, 10Gb/s, 70km | 4929
TRX100113/04 | SFP+ 1570nm, CWDM, SM, 10Gb/s, 70km | 4929
TRX100113/07 | SFP+ 1590nm, CWDM, SM, 10Gb/s, 70km | 4929
TRX100113/08 | SFP+ 1610nm, CWDM, SM, 10Gb/s, 70km | 4929
TRX100113/bb | SFP+ YYYYnm, CWDM, SM, 10Gb/s, 70km | 4929
SFP+; CWDM for 10Gb/s, I-temp
TRX100164/01 | SFP+ 1511nm CWDM, I-temp, 10G, 20km | 6500
TRX100164/02 | SFP+ 1531nm CWDM, I-temp, 10G, 20km | 6500
TRX100164/03 | SFP+ 1551nm CWDM, I-temp, 10G, 20km | 6500
TRX100164/04 | SFP+ 1571nm CWDM, I-temp, 10G, 20km | 6500
TRX100164/05 | SFP+ 1471nm CWDM, I-temp, 10G, 20km | 6500
TRX100164/06 | SFP+ 1491nm CWDM, I-temp, 10G, 20km | 6500
TRX100164/07 | SFP+ 1591nm CWDM, I-temp, 10G, 20km | 6500
TRX100164/08 | SFP+ 1611nm CWDM, I-temp, 10G, 20km | 6500
TRX100164/bb | SFP+ xxxnm CWDM, I-temp, 10G, 20km | 6500
TRX100174/09 | SFP+ 1451nm CWDM, I-temp, 10G, 20km | 3205
TRX100174/10 | SFP+ 1431nm CWDM, I-temp, 10G, 20km | 3205
TRX100174/11 | SFP+ 1411nm CWDM, I-temp, 10G, 20km | 3205
TRX100174/12 | SFP+ 1391nm CWDM, I-temp, 10G, 20km | 3205
TRX100174/13 | SFP+ 1371nm CWDM, I-temp, 10G, 20km | 3205
TRX100174/14 | SFP+ 1351nm CWDM, I-temp, 10G, 20km | 3205
TRX100174/15 | SFP+ 1331nm CWDM, I-temp, 10G, 20km | 3205
TRX100174/16 | SFP+ 1311nm CWDM, I-temp, 10G, 20km | 3205
TRX100174/17 | SFP+ 1291nm CWDM, I-temp, 10G, 20km | 3205
TRX100174/18 | SFP+ 1271nm CWDM, I-temp, 10G, 20km | 3205
TRX100174/bb | SFP+ YYYYnm CWDM, I-temp, 10G, 20km | 3205
SFP+; CWDM for up to 16G FC
TRX100143/05 | SFP+ 1470nm, CWDM, SM, 16GFC, 40km | 12456
TRX100143/06 | SFP+ 1490nm, CWDM, SM, 16GFC, 40km | 12456
TRX100143/01 | SFP+ 1510nm, CWDM, SM, 16GFC, 40km | 12456
TRX100143/02 | SFP+ 1530nm, CWDM, SM, 16GFC, 40km | 12456
TRX100143/03 | SFP+ 1550nm, CWDM, SM, 16GFC, 40km | 12456
TRX100143/04 | SFP+ 1570nm, CWDM, SM, 16GFC, 40km | 12456
TRX100143/07 | SFP+ 1590nm, CWDM, SM, 16GFC, 40km | 12456
TRX100143/08 | SFP+ 1610nm, CWDM, SM, 16GFC, 40km | 12456
TRX100143/bb | SFP+ xxxxnm, CWDM, SM, 16GFC, 40km | 12456
SFP+; DWDM for 10Gb/s
TRX100108/919 | SFP+, Ch19, DWDM, 10Gb/s, 40km | 4055
TRX100108/920 | SFP+, Ch20, DWDM, 10Gb/s, 40km | 4055
TRX100108/921 | SFP+, Ch21, DWDM, 10Gb/s, 40km | 4055
TRX100108/922 | SFP+, Ch22, DWDM, 10Gb/s, 40km | 4055
TRX100108/923 | SFP+, Ch23, DWDM, 10Gb/s, 40km | 4055
TRX100108/924 | SFP+, Ch24, DWDM, 10Gb/s, 40km | 4055
TRX100108/925 | SFP+, Ch25, DWDM, 10Gb/s, 40km | 4055
TRX100108/926 | SFP+, Ch26, DWDM, 10Gb/s, 40km | 4055
TRX100108/927 | SFP+, Ch27, DWDM, 10Gb/s, 40km | 4055
TRX100108/928 | SFP+, Ch28, DWDM, 10Gb/s, 40km | 4055
TRX100108/929 | SFP+, Ch29, DWDM, 10Gb/s, 40km | 4055
TRX100108/930 | SFP+, Ch30, DWDM, 10Gb/s, 40km | 4055
TRX100108/931 | SFP+, Ch31, DWDM, 10Gb/s, 40km | 4055
TRX100108/932 | SFP+, Ch32, DWDM, 10Gb/s, 40km | 4055
TRX100108/933 | SFP+, Ch33, DWDM, 10Gb/s, 40km | 4055
TRX100108/934 | SFP+, Ch34, DWDM, 10Gb/s, 40km | 4055
TRX100108/935 | SFP+, Ch35, DWDM, 10Gb/s, 40km | 4055
TRX100108/936 | SFP+, Ch36, DWDM, 10Gb/s, 40km | 4055
TRX100108/937 | SFP+, Ch37, DWDM, 10Gb/s, 40km | 4055
TRX100108/938 | SFP+, Ch38, DWDM, 10Gb/s, 40km | 4055
TRX100108/939 | SFP+, Ch39, DWDM, 10Gb/s, 40km | 4055
TRX100108/940 | SFP+, Ch40, DWDM, 10Gb/s, 40km | 4055
TRX100108/941 | SFP+, Ch41, DWDM, 10Gb/s, 40km | 4055
TRX100108/942 | SFP+, Ch42, DWDM, 10Gb/s, 40km | 4055
TRX100108/943 | SFP+, Ch43, DWDM, 10Gb/s, 40km | 4055
TRX100108/944 | SFP+, Ch44, DWDM, 10Gb/s, 40km | 4055
TRX100108/945 | SFP+, Ch45, DWDM, 10Gb/s, 40km | 4055
TRX100108/946 | SFP+, Ch46, DWDM, 10Gb/s, 40km | 4055
TRX100108/947 | SFP+, Ch47, DWDM, 10Gb/s, 40km | 4055
TRX100108/948 | SFP+, Ch48, DWDM, 10Gb/s, 40km | 4055
TRX100108/949 | SFP+, Ch49, DWDM, 10Gb/s, 40km | 4055
TRX100108/950 | SFP+, Ch50, DWDM, 10Gb/s, 40km | 4055
TRX100108/951 | SFP+, Ch51, DWDM, 10Gb/s, 40km | 4055
TRX100108/952 | SFP+, Ch52, DWDM, 10Gb/s, 40km | 4055
TRX100108/953 | SFP+, Ch53, DWDM, 10Gb/s, 40km | 4055
TRX100108/954 | SFP+, Ch54, DWDM, 10Gb/s, 40km | 4055
TRX100108/955 | SFP+, Ch55, DWDM, 10Gb/s, 40km | 4055
TRX100108/956 | SFP+, Ch56, DWDM, 10Gb/s, 40km | 4055
TRX100108/957 | SFP+, Ch57, DWDM, 10Gb/s, 40km | 4055
TRX100108/958 | SFP+, Ch58, DWDM, 10Gb/s, 40km | 4055
TRX100108/xxx | SFP+, ChYY, DWDM, 10Gb/s, 40km | 4055
TRX100160/919 | SFP+, Ch19, DWDM, I-temp, 10G, 80km | 6394
TRX100160/920 | SFP+, Ch20, DWDM, I-temp, 10G, 80km | 6394
TRX100160/921 | SFP+, Ch21, DWDM, I-temp, 10G, 80km | 6394
TRX100160/922 | SFP+, Ch22, DWDM, I-temp, 10G, 80km | 6394
TRX100160/923 | SFP+, Ch23, DWDM, I-temp, 10G, 80km | 6394
TRX100160/924 | SFP+, Ch24, DWDM, I-temp, 10G, 80km | 6394
TRX100160/925 | SFP+, Ch25, DWDM, I-temp, 10G, 80km | 6394
TRX100160/926 | SFP+, Ch26, DWDM, I-temp, 10G, 80km | 6394
TRX100160/927 | SFP+, Ch27, DWDM, I-temp, 10G, 80km | 6394
TRX100160/928 | SFP+, Ch28, DWDM, I-temp, 10G, 80km | 6394
TRX100160/929 | SFP+, Ch29, DWDM, I-temp, 10G, 80km | 6394
TRX100160/930 | SFP+, Ch30, DWDM, I-temp, 10G, 80km | 6394
TRX100160/931 | SFP+, Ch31, DWDM, I-temp, 10G, 80km | 6394
TRX100160/932 | SFP+, Ch32, DWDM, I-temp, 10G, 80km | 6394
TRX100160/933 | SFP+, Ch33, DWDM, I-temp, 10G, 80km | 6394
TRX100160/934 | SFP+, Ch34, DWDM, I-temp, 10G, 80km | 6394
TRX100160/935 | SFP+, Ch35, DWDM, I-temp, 10G, 80km | 6394
TRX100160/936 | SFP+, Ch36, DWDM, I-temp, 10G, 80km | 6394
TRX100160/937 | SFP+, Ch37, DWDM, I-temp, 10G, 80km | 6394
TRX100160/938 | SFP+, Ch38, DWDM, I-temp, 10G, 80km | 6394
TRX100160/939 | SFP+, Ch39, DWDM, I-temp, 10G, 80km | 6394
TRX100160/940 | SFP+, Ch40, DWDM, I-temp, 10G, 80km | 6394
TRX100160/941 | SFP+, Ch41, DWDM, I-temp, 10G, 80km | 6394
TRX100160/942 | SFP+, Ch42, DWDM, I-temp, 10G, 80km | 6394
TRX100160/943 | SFP+, Ch43, DWDM, I-temp, 10G, 80km | 6394
TRX100160/944 | SFP+, Ch44, DWDM, I-temp, 10G, 80km | 6394
TRX100160/945 | SFP+, Ch45, DWDM, I-temp, 10G, 80km | 6394
TRX100160/946 | SFP+, Ch46, DWDM, I-temp, 10G, 80km | 6394
TRX100160/947 | SFP+, Ch47, DWDM, I-temp, 10G, 80km | 6394
TRX100160/948 | SFP+, Ch48, DWDM, I-temp, 10G, 80km | 6394
TRX100160/949 | SFP+, Ch49, DWDM, I-temp, 10G, 80km | 6394
TRX100160/950 | SFP+, Ch50, DWDM, I-temp, 10G, 80km | 6394
TRX100160/951 | SFP+, Ch51, DWDM, I-temp, 10G, 80km | 6394
TRX100160/952 | SFP+, Ch52, DWDM, I-temp, 10G, 80km | 6394
TRX100160/953 | SFP+, Ch53, DWDM, I-temp, 10G, 80km | 6394
TRX100160/954 | SFP+, Ch54, DWDM, I-temp, 10G, 80km | 6394
TRX100160/955 | SFP+, Ch55, DWDM, I-temp, 10G, 80km | 6394
TRX100160/956 | SFP+, Ch56, DWDM, I-temp, 10G, 80km | 6394
TRX100160/957 | SFP+, Ch57, DWDM, I-temp, 10G, 80km | 6394
TRX100160/958 | SFP+, Ch58, DWDM, I-temp, 10G, 80km | 6394
TRX100160/xxx | SFP+, Chyy, DWDM, I-temp, 10G, 80km | 6394
TRX100117/TC | Tune SFP+, DWDM, 9.9-11.1Gb/s, 80km | 7538
TRX100161/TC | SFP+, E-temp, tunable, SM, 80km | 8050
SFP+; DWDM for up to 16G FC
TRX100145/919 | SFP+, Ch19, DWDM, 16GFC, 40km | 10874
TRX100145/920 | SFP+, Ch20, DWDM, 16GFC, 40km | 10874
TRX100145/921 | SFP+, Ch21, DWDM, 16GFC, 40km | 10874
TRX100145/922 | SFP+, Ch22, DWDM, 16GFC, 40km | 10874
TRX100145/923 | SFP+, Ch23, DWDM, 16GFC, 40km | 10874
TRX100145/924 | SFP+, Ch24, DWDM, 16GFC, 40km | 10874
TRX100145/925 | SFP+, Ch25, DWDM, 16GFC, 40km | 10874
TRX100145/926 | SFP+, Ch26, DWDM, 16GFC, 40km | 10874
TRX100145/927 | SFP+, Ch27, DWDM, 16GFC, 40km | 10874
TRX100145/928 | SFP+, Ch28, DWDM, 16GFC, 40km | 10874
TRX100145/929 | SFP+, Ch29, DWDM, 16GFC, 40km | 10874
TRX100145/930 | SFP+, Ch30, DWDM, 16GFC, 40km | 10874
TRX100145/931 | SFP+, Ch31, DWDM, 16GFC, 40km | 10874
TRX100145/932 | SFP+, Ch32, DWDM, 16GFC, 40km | 10874
TRX100145/933 | SFP+, Ch33, DWDM, 16GFC, 40km | 10874
TRX100145/934 | SFP+, Ch34, DWDM, 16GFC, 40km | 10874
TRX100145/935 | SFP+, Ch35, DWDM, 16GFC, 40km | 10874
TRX100145/936 | SFP+, Ch36, DWDM, 16GFC, 40km | 10874
TRX100145/937 | SFP+, Ch37, DWDM, 16GFC, 40km | 10874
TRX100145/938 | SFP+, Ch38, DWDM, 16GFC, 40km | 10874
TRX100145/939 | SFP+, Ch39, DWDM, 16GFC, 40km | 10874
TRX100145/940 | SFP+, Ch40, DWDM, 16GFC, 40km | 10874
TRX100145/941 | SFP+, Ch41, DWDM, 16GFC, 40km | 10874
TRX100145/942 | SFP+, Ch42, DWDM, 16GFC, 40km | 10874
TRX100145/943 | SFP+, Ch43, DWDM, 16GFC, 40km | 10874
TRX100145/944 | SFP+, Ch44, DWDM, 16GFC, 40km | 10874
TRX100145/945 | SFP+, Ch45, DWDM, 16GFC, 40km | 10874
TRX100145/946 | SFP+, Ch46, DWDM, 16GFC, 40km | 10874
TRX100145/947 | SFP+, Ch47, DWDM, 16GFC, 40km | 10874
TRX100145/948 | SFP+, Ch48, DWDM, 16GFC, 40km | 10874
TRX100145/949 | SFP+, Ch49, DWDM, 16GFC, 40km | 10874
TRX100145/950 | SFP+, Ch50, DWDM, 16GFC, 40km | 10874
TRX100145/951 | SFP+, Ch51, DWDM, 16GFC, 40km | 10874
TRX100145/952 | SFP+, Ch52, DWDM, 16GFC, 40km | 10874
TRX100145/953 | SFP+, Ch53, DWDM, 16GFC, 40km | 10874
TRX100145/954 | SFP+, Ch54, DWDM, 16GFC, 40km | 10874
TRX100145/955 | SFP+, Ch55, DWDM, 16GFC, 40km | 10874
TRX100145/956 | SFP+, Ch56, DWDM, 16GFC, 40km | 10874
TRX100145/957 | SFP+, Ch57, DWDM, 16GFC, 40km | 10874
TRX100145/958 | SFP+, Ch58, DWDM, 16GFC, 40km | 10874
TRX100145/xxx | SFP+, Chxx, DWDM, 16GFC, 40km | 10874
XFP; Uncolored 8Gb/s Transceivers
TRX100077 | XFP, 850nm, MM, 8 Gb/s, 150m | 1016
TRX100078 | XFP, 1310nm, SM, 8 Gb/s, 10km | 1641
XFP; Uncolored 10Gb/s Transceivers
TRX100044 | XFP,1310nm,SM, 9.9-11.1Gb/s, 10km | 698
TRX100050 | XFP,1550nm,SM, 9.95-11.1Gb/s, 40km | 2241
TRX100029 | XFP, 850nm, MM, 9.9-10.7Gb/s, 300m | 564
XFP; CWDM 8Gb/s Transceivers
TRX100079/18 | XFP, 1270nm, CWDM, SM, 8 Gb/s, 40km | 6475
TRX100079/17 | XFP, 1290nm, CWDM, SM, 8 Gb/s, 40km | 6475
TRX100079/16 | XFP, 1310nm, CWDM, SM, 8 Gb/s, 40km | 6475
TRX100079/15 | XFP, 1330nm, CWDM, SM, 8 Gb/s, 40km | 6475
TRX100079/14 | XFP, 1350nm, CWDM, SM, 8 Gb/s, 40km | 6475
TRX100079/11 | XFP, 1410nm, CWDM, SM, 8 Gb/s, 40km | 6475
TRX100079/05 | XFP, 1470nm, CWDM, SM, 8 Gb/s, 40km | 6475
TRX100079/06 | XFP, 1490nm, CWDM, SM, 8 Gb/s, 40km | 6475
TRX100079/01 | XFP, 1510nm, CWDM, SM, 8 Gb/s, 40km | 6475
TRX100079/02 | XFP, 1530nm, CWDM, SM, 8 Gb/s, 40km | 6475
TRX100079/03 | XFP, 1550nm, CWDM, SM, 8 Gb/s, 40km | 6475
TRX100079/04 | XFP, 1570nm, CWDM, SM, 8 Gb/s, 40km | 6475
TRX100079/07 | XFP, 1590nm, CWDM, SM, 8 Gb/s, 40km | 6475
TRX100079/08 | XFP, 1610nm, CWDM, SM, 8 Gb/s, 40km | 6475
TRX100079/bb | XFP, xxxxnm, CWDM, SM, 8 Gb/s, 40km | 6475
XFP; CWDM 10Gb/s Transceivers
TRX100071/05 | CWDM XFP 9,9-11,1Gb/s, 40km 1470nm | 4054
TRX100071/06 | CWDM XFP 9,9-11,1Gb/s, 40km 1490nm | 4054
TRX100071/01 | CWDM XFP 9,9-11,1Gb/s, 40km 1510nm | 4054
TRX100071/02 | CWDM XFP 9,9-11,1Gb/s, 40km 1530nm | 4054
TRX100071/03 | CWDM XFP 9,9-11,1Gb/s, 40km 1550nm | 4054
TRX100071/04 | CWDM XFP 9,9-11,1Gb/s, 40km 1570nm | 4054
TRX100071/07 | CWDM XFP 9,9-11,1Gb/s, 40km 1590nm | 4054
TRX100071/08 | CWDM XFP 9,9-11,1Gb/s, 40km 1610nm | 4054
TRX100071/bb | CWDM XFP 9,9-11,1Gb/s, 40km xxxxnm | 4054
TRX100072/05 | CWDM XFP 9,9-11,1Gb/s, 70km 1470nm | 5782
TRX100072/06 | CWDM XFP 9,9-11,1Gb/s, 70km 1490nm | 5782
TRX100072/01 | CWDM XFP 9,9-11,1Gb/s, 70km 1510nm | 5782
TRX100072/02 | CWDM XFP 9,9-11,1Gb/s, 70km 1530nm | 5782
TRX100072/03 | CWDM XFP 9,9-11,1Gb/s, 70km 1550nm | 5782
TRX100072/04 | CWDM XFP 9,9-11,1Gb/s, 70km 1570nm | 5782
TRX100072/07 | CWDM XFP 9,9-11,1Gb/s, 70km 1590nm | 5782
TRX100072/08 | CWDM XFP 9,9-11,1Gb/s, 70km 1610nm | 5782
TRX100072/bb | CWDM XFP 9,9-11,1Gb/s, 70km xxxxnm | 5782
XFP; DWDM 8Gb/s Transceivers
TRX100092/TC | Tune XFP 8,5 Gb/s, 40km | 6882
TRX100093/TC | Tune XFP 8,5 Gb/s, 80km | 6364
XFP; DWDM 10Gb/s Transceivers
TRX100090/TC | Tune XFP, DWDM, 9.9-11.1Gb/s, 80km | 6533
TRX100091/TC | Tune XFP, DWDM, 9.9-11.1Gb/s, 40km | 5830
40G Transceivers | TOM-100G-Q-CWDM4
TRX100256 | QSFP+,40G-SR4,850nm,MM,100m | 1522
100G uncolored CFP Transceivers
TRX100261 | CFP,100G,MR,1310nm CWDM,SM,10km | 34186
TRX100260 | CFP,100G,1310nm CWDM,SM,10km | 32518
TRX100263 | CFP,100G-SR10,MR,850nm,MM,100m | 15583
TRX100273 | CFP2,100G-LR4,1310nm,SM,10km | 14616
100G uncolored QSFP28 Transceivers
TOM-100G-Q-LR4 | QSFP28,100G-LR4,1310nm,SM,10km | 19800
TOM-100G-Q-SR4 | QSFP28,100G-SR4,850nm,MM,100m | 3600
TOM-100GMR-Q-LR4 | QSFP28,100G-LR4,MR,1310nm,SM,10km | 21300
TOM-100GMR-Q-SR4 | QSFP28,100G-SR4,MR,850nm,MM,100m | 4200
TOM-100G-Q-CWDM4 | TOM-100G-Q-CWDM4 | 6320
100G DWDM CFP Transceivers
TRX100267/TC | CFP,100G-Coh,MR,DWDM,SM | 86288
TRX100269/TC | CFP2-DCO Universal 100G/200G | 92647
TRX100272/TC | CFP2-DCO,100G-Coh,QPSK,DWDM,SM | 87744
Electrical SFP's:
TRX100025 | SFP,Elec. 10/100/1000Base-T, 100m | 199
TRX100137 | SFP,Elec. SyncE, 1250Mb/s, 100m | 1729
VOA SFP's:
VOA-SFP/01 | VOA SFP 20dB range SM no PD | 874
iWDM-PON, injection-locked SFP
TRX100120 | SFP, WDM-PON, 1.25Gb/s, 20km | 1088
iSFP, TDM over packets SFP's
TRX100129 | iSFP,channelized STM1, 1310nm 15km | 4699
TRX100138 | SFP,Elec. E1, 2.048 Mb/s, 100m | 1546
TRX100180 | SFP,Elec. T1, 1.544 Mb/s, 200m1 | 1546
TRX100131 | iSFP,1310nm,SM,TDM155-GE,15km | 3206
TRX100134 | iSFP,1310nm,SM,TDM622-GE,15km | 3897
TRX100127 | iSFP+, 1310nm, SM, TDM2488-GE, 2km | 7875
Optical Patch Cords
PC-MUMU/0M5 | Patchcord MU-MU 0,5M | 30
PC-MUMU/1M | Patchcord MU-MU 1,0M | 33
PC-MUMU/2M | Patchcord MU-MU 2,0M | 35
PC-MUMU/3M | Patchcord MU-MU 3,0M | 35
PC-MULC/0M5 | Patchcord MU-LC 0,5M | 30
PC-MULC/1M | Patchcord MU-LC 1,0M | 33
PC-MULC/2M | Patchcord MU-LC 2,0M | 34
PC-LCLC/0M5 | Patchcord LC-LC SM 0,5M | 27
PC-LCLC/1M | Patchcord LC-LC SM 1M | 29
PC-LCLC/2M | Patchcord LC-LC SM 2,0 M | 32
PC-LCSC/1M | Patchcord LC - SC 1M | 33
PC-LCSC/2M | Patchcord LC - SC 2,0 M | 33
PC-LCSC/5M | Patchcord LC-SC 5,0M | 34
PC-LCSC/10M | Patchcord LC-SC 10,0M | 78
PC-MUSC/2M | Patchcord MU-SC 2,0M | 34
PC-MUSC/5M | Patchcord MU-SC 5,0M | 34
PC-MUSC/10M | Patchcord MU-SC 10 M | 78
PC-MUFC/3M | Patchcord MU-FC 3,0M | 69
PC-LCLCMM/1M | Patchcord MM LCLC 1 meter | 46
OY-CBL-SC/20/3M | Optical Y-patch cord -20dB SC 3m | 212
OY-CBL-MU/20/1M | Optical Y-patch cord 1% MU 1m | 212
OY-PC-LC/3/1M-SM | Singlemode 3dB coupler patchcord | 195
OY-PC-LC/3/1M-MM | Multimode 3dB coupler patchcord | 195
PC-2MPO12MM/3M | Patchcord 3m MPO-MPO 12F, MM | 432
PC-2MPO24MM/3M | Patchcord 3m, MPO-MPO 24F, MM | 673
PC-2MPO24MM/10M | Patchcord 10m, MPO-MPO 24F, MM | 2012
PC-MPO12LCMM/2M | Patchcord 3m, MPO-LC 12F, MM | 264
PC-E2000SC/10M | Patchcord 10m, E2000-SC, SM | 518
PC-MUSCAPC/2M | Patchcord 2m, MU-SC Angled, SM | 133
PC-MUSCAPC/8M | Patchcord 8m, MU-SC Angled, SM | 186
PC-MUSCAPC/12M | Patchcord 12m, MU-SC Angled, SM | 192
PC-MULCAPC/0M5 | Patchcord 0.5m, MU-LC Angled, SM | 34
PC-MULCAPC/2M | Patchcord MU/UPC-LC/APC(8deg) 2.0m | 39
PC-LCLCAPC/3M | Patchcord LC/APC(8deg)-LC/UPC 3.0m | 35
PC-SCLCAPC/5M | Patchcord LC/APC(8deg)-SC/UPC 5.0m | 36
Dispersion Compensation
DC-DK652/20 | Disp Comp Unit, Fiber-based 20km | 4421
DC-DK652/40 | Disp Comp Unit, Fiber-based 40km | 5001
DC-DK652/60 | Disp Comp Unit, Fiber-based 60km | 6221
DC-DK652/80 | Disp Comp Unit, Fiber-based 80km | 7236
DC-DK652/100 | Disp Comp Unit, Fiber-based 100km | 7344
DC-DK652/120 | Disp Comp Unit, Fiber-based 120km | 7956
DC-P652/20 | Disp Comp Mod. DFG-based 20km | 7208
DC-P652/40 | Disp Comp Mod. DFG-based 40km | 8989
DC-P652/60 | Disp Comp Mod. DFG-based 60km | 10414
DC-P652/80 | Disp Comp Mod. DFG-based 80km | 11040
DC-P652/100 | Disp Comp Mod. DFG-based 100km | 12780
DC-P652/120 | Disp Comp Mod. DFG-based 120km | 14265
DC-PH-ETSI | 1RU 2xDCM/DCU holder ETSI | 230
DC-PH-19 | 1RU 2xDCM/DCU holder 19" | 230
DC-PH-23 | 1RU 2xDCM/DCU holder 23" | 230
Optical Attenuators
ATTKIT-01/2G5 | Att kit 1m, 2,5G (8,10,12dB) | 215
ATTKIT-01/10G | Att kit 1m, 10G (2,4,6dB) | 215
ATTKIT-01/OA | Att kit 1m, OA (2,4,6,8dB) | 287
ATTKIT-01/OA2 | Att kit 1m, OA2 | 574
ATTKIT-02/S-XFP | Att kit 1m, 2G5/10G S-XFP (2,4,6dB) | 215
ATTKIT-03/S-XFP | AttKit 1m,2G5/10G S-XFP (8,10,12dB) | 215
AKIT-01/2G5-2M | Att kit 2m, 2,5G (8,10,12dB) | 215
AKIT-01/10G-2M | Att kit 2m, 10G (2,4,6dB) | 215
AKIT-01/OA-2M | Att kit 2m, OA (2,4,6,8dB) | 287
AKIT-01/OA2-2M | Att kit 2m, OA2 | 574
AKIT-02/S-XFP-2M | Att kit 2m, 2G5/10G S-XFP (2,4,6dB) | 215
AKIT-03/S-XFP-2M | AttKit 2m,2G5/10G S-XFP (8,10,12dB) | 215
OC1A-2DB/1M | Attenuator patchcord -2dB MU/MU 1m | 71
OC1A-3DB/1M | Attenuator patchcord -3dB MU/MU 1m | 71
OC1A-4DB/1M | Attenuator patchcord -4dB MU/MU 1m | 71
OC1A-5DB/1M | Attenuator patchcord -5dB MU/MU 1m | 71
OC1A-6DB/1M | Attenuator patchcord -6dB MU/MU 1m | 71
OC1A-8DB/1M | Attenuator patchcord -8dB MU/MU 1m | 71
OC1A-10DB/1M | Attenuator patchcord -10dB MU/MU 1m | 71
OC1A-12DB/1M | Attenuator patchcord -12dB MU/MU 1m | 71
OC1A-15DB/1M | Attenuator patchcord -15dB MU/MU 1m | 71
OC1A-2DB/2M | Attenuator patchcord -2dB MU/MU 2m | 71
OC1A-3DB/2M | Attenuator patchcord -3dB MU/MU 2m | 71
OC1A-4DB/2M | Attenuator patchcord -4dB MU/MU 2m | 71
OC1A-5DB/2M | Attenuator patchcord -5dB MU/MU 2m | 71
OC1A-6DB/2M | Attenuator patchcord -6dB MU/MU 2m | 71
OC1A-8DB/2M | Attenuator patchcord -8dB MU/MU 2m | 71
OC1A-10DB/2M | Attenuator patchcord -10dB MU/MU 2m | 71
OC1A-12DB/2M | Attenuator patchcord -12dB MU/MU 2m | 71
OC1A-15DB/2M | Attenuator patchcord -15dB MU/MU 2m | 71
OC2A-2DB/1M | Attenuator patchcord -2dB MU/LC 1m | 71
OC2A-3DB/1M | Attenuator patchcord -3dB MU/LC 1m | 71
OC2A-4DB/1M | Attenuator patchcord -4dB MU/LC 1m | 71
OC2A-5DB/1M | Attenuator patchcord -5dB MU/LC 1m | 71
OC2A-6DB/1M | Attenuator patchcord -6dB MU/LC 1m | 71
OC2A-8DB/1M | Attenuator patchcord -8dB MU/LC 1m | 71
OC2A-10DB/1M | Attenuator patchcord -10dB MU/LC 1m | 71
OC2A-12DB/1M | Attenuator patchcord -12dB MU/LC 1m | 71
OC2A-15DB/1M | Attenuator patchcord -15dB MU/LC 1m | 71
OC2A-2DB/2M | Attenuator patchcord -2dB MU/LC 2m | 71
OC2A-3DB/2M | Attenuator patchcord -3dB MU/LC 2m | 71
OC2A-4DB/2M | Attenuator patchcord -4dB MU/LC 2m | 71
OC2A-5DB/2M | Attenuator patchcord -5dB MU/LC 2m | 71
OC2A-6DB/2M | Attenuator patchcord -6dB MU/LC 2m | 71
OC2A-8DB/2M | Attenuator patchcord -8dB MU/LC 2m | 71
OC2A-10DB/2M | Attenuator patchcord -10dB MU/LC 2m | 71
OC2A-12DB/2M | Attenuator patchcord -12dB MU/LC 2m | 71
OC2A-15DB/2M | Attenuator patchcord -15dB MU/LC 2m | 71
OC2A-2DB/3M | Attenuator patchcord -2dB MU/LC 3m | 68
OC2A-4DB/3M | Attenuator patchcord -4dB MU/LC 3m | 72
OC2A-6DB/3M | Attenuator patchcord -6dB MU/LC 3m | 72
OC2A-8DB/3M | Attenuator patchcord -8dB MU/LC 3m | 72
OC2A-2DB/5M | Attenuator patchcord -2dB MU/LC 5m | 69
OC2A-4DB/5M | Attenuator patchcord -4dB MU/LC 5m | 73
OC2A-6DB/5M | Attenuator patchcord -6dB MU/LC 5m | 73
OC2A-8DB/5M | Attenuator patchcord -8dB MU/LC 5m | 72
OC2A-2DB/10M | Attenuator patchcord -2dB MU/LC 10m | 70
OC2A-4DB/10M | Attenuator patchcord -4dB MU/LC 10m | 74
OC2A-6DB/10M | Attenuator patchcord -6dB MU/LC 10m | 74
OC2A-8DB/10M | Attenuator patchcord -8dB MU/LC 10m | 72
OC3A-2DB/2M | Attenuator patchcord -2dB MU/SC 2m | 66
OC3A-4DB/2M | Attenuator patchcord -4dB MU/SC 2m | 66
OC3A-6DB/2M | Attenuator patchcord -6dB MU/SC 2m | 66
OC3A-8DB/2M | Attenuator patchcord -8dB MU/SC 2m | 66
OC3A-10DB/2M | Attenuator patchcord -10dB MU/SC 2m | 66
OC4A-2DB/1M | Attenuator patchcord -2dB LC/LC 1m | 66
OC4A-3DB/1M | Attenuator patchcord -3dB LC/LC 1m | 66
OC4A-4DB/1M | Attenuator patchcord -4dB LC/LC 1m | 66
OC4A-5DB/1M | Attenuator patchcord -5dB LC/LC 1m | 66
OC4A-6DB/1M | Attenuator patchcord -6dB LC/LC 1m | 66
OC4A-8DB/1M | Attenuator patchcord -8dB LC/LC 1m | 66
OC4A-10DB/1M | Attenuator patchcord -10dB LC/LC 1m | 66
OC4A-2DB/2M | Attenuator patchcord -2dB LC/LC 2m | 66
OC4A-4DB/2M | Attenuator patchcord -4dB LC/LC 2m | 66
OC4A-6DB/2M | Attenuator patchcord -6dB LC/LC 2m | 66
OC4A-8DB/2M | Attenuator patchcord -8dB LC/LC 2m | 66
OC4A-10DB/2M | Attenuator patchcord -10dB LC/LC 2m | 66
OC4A-12DB/2M | Attenuator patchcord -12dB LC/LC 2m | 66
Misc
9300 | Optical Cleaning Kit | 534
FCLEAN/1 | Fiber Cleaning & Metering Kit | 10908
Product Family: DNA-M & TNDT
Basic Package
Server License
Right To Use Server License
DNA-M_RTU-27.1 | DNM-M RTU server R27.1 / 5 clients | 18743
DNA-M_RTU-HA-27.1 | DNA-M, RTU Backup server R27.1 | 18743
DNA-M_RTU-27.2 | DNM-M RTU server R27.2 / 5 clients | 18743
DNA-M_RTU-HA-27.2 | DNA-M, RTU Backup server R27.2 | 18743
DNA-M_RTU-27.3 | DNM-M RTU server R27.3 / 5 clients | 18743
DNA-M_RTU-HA-27.3 | DNA-M, RTU Backup server R27.3 | 18743
DNA-M_RTU-28.0 | DNM-M RTU server R28.0 / 5 clients | 18743
DNA-M_RTU-HA-28.0 | DNA-M, RTU Backup server R28.0 | 18743
DNA-M_RTU-28.1 | DNM-M RTU server R28.1 / 5 clients | 18743
DNA-M_RTU-HA-28.1 | DNA-M, RTU Backup server R28.1 | 18743
DNA-M_RTU-28.1.2 | DNM-M RTU server R28.1.2 / 5 clients | 18743
DNA-M_RTU-HA-28.1.2 | DNA-M, RTU Backup server R28.1.2 | 18743
DNA-M_RTU-28.2 | DNM-M RTU server R28.2/ 5 clients | 18743
DNA-M_RTU-HA-28.2 | DNA-M, RTU Backup server R28.2 | 18743
DNA-M_RTU-29.0 | DNM-M RTU server R29.0/ 5 clients | 18743
DNA-M_RTU-HA-29.0 | DNA-M, RTU Backup server R29.0 | 18743
DNA-M_RTU-29.1 | DNM-M RTU server R29.1/ 5 clients | 18743
DNA-M_RTU-HA-29.1 | DNA-M, RTU Backup server R29.1 | 18743
DNA-M_RTU-29.1.1 | DNM-M RTU server R29.1.1 / 5 clients | 18743
DNA-M_RTU-HA-29.1.1 | DNA-M, RTU Backup server R29.1.1 | 18743
DNA-M_RTU-29.1.2 | DNM-M RTU server R29.1.2 / 5 clients | 18743
DNA-M_RTU-HA-29.1.2 | DNA-M, RTU Backup server R29.1.2 | 18743
DNA-M_RTU-29.2 | DNM-M RTU server R29.2 / 5 clients | 18743
DNA-M_RTU-HA-29.2 | DNA-M, RTU Backup server R29.2 | 18743
DNA-M_RTU-29.2.1 | DNM-M RTU server R29.1.2 / 5 clients | 18743
DNA-M_RTU-HA-29.2.1 | DNA-M, RTU Backup server R29.2.1 | 18743
DNA-M_RTU-30.0 | DNM-M RTU server R30.0 / 5 clients | 18743
DNA-M_RTU-HA-30.0 | DNA-M, RTU Backup server R30.0 | 18743
DNA-M_RTU-30.0.1 | DNM-M RTU server R30.0.1 / 5 clients | 18743
DNA-M_RTU-HA-30.0.1 | DNA-M, RTU Backup server R30.0.1 | 18743
DNA-M_RTU-30.1 | DNM-M RTU server R30.1 / 5 clients | 18743
DNA-M_RTU-HA-30.1 | DNA-M, RTU Backup server R30.1 | 18743
DNA-M_RTU-30.2 | DNM-M RTU server R30.2 / 5 clients | 18743
DNA-M_RTU-HA-30.2 | DNA-M, RTU Backup server R30.2 | 18743
DNA-M_RTU-CLIENT | Client license x1 | 1938
Licenses per NE type
DNA-M_RTC-NE-L | NE RTC license Large (>10U) | 3769
DNA-M_RTC-NE-M | NE RTC license Medium (3U-10U) | 2260
DNA-M_RTC-NE-S | NE RTC license Small (1U-2U) | 1506
Service Provisioning & Assurance
Right To Use Server License
DNA-M_RTU-L2 | L2 Service prov + assur per serv | 14313
DNA-M_RTU-L0/L1 | L0&L1 Service prov + assur per serv | 8750
Northbound Interfaces
DNA-M_RTU-SNMP | Northbound SNMP | 15250
DNA-M_RTU-WS-AL | MTOSI Alarm Export | 506
DNA-M_RTU-WS-INV | MTOSI Inventory Management | 506
DNA-M_RTU-WS-PM | MTOSI Performance Management | 506
Transmission Network Design Tool (TNDT)
TNDT/BASIC | Transm Netw Design Tool, Basic | 2900
TNDT/USER | Transm Netw Design Tool, User | 725
Product Family: Services
Support Services (Software subscription package)
ICST-SWS-TM3000-1Y | Annual SWS for TM3000/TM3000/II Chassis - 1 year | 600
ICST-SWS-TM301-1Y | Annual SWS for TM301/TM301/II Chassis - 1 year | 325
ICST-SWS-TM102-1Y | Annual SWS for TM101/TM102/TM102/II Chassis - 1 year | 150
ICST-SWS-L0-1Y | Annual SWS for L0 technologies - 1 year | 250
ICST-SWS-L1-1Y | Annual SWS for L1 OTN/iWDM technologies - 1 year | 400
ICST-SWS-L2-1Y | Annual SWS for L2 units - Software subscription - 1 year | 500
ICST-SWS-MB-1Y | Mobile Backhaul & Fronhaul Software subscription - 1 year | 75
TAC Support
ICST-TAC-1Y-TM | XTM TAC support 1 Year | 2%
Channel Services Bundles (for Partner use only)
ICS-CH-BUN-BASIC-W1Y | TAC, SWS and HWW | 5%
ICS-CH-BUN-NBDS-W1Y | TAC, SWS, HWW and Next Business Day Ship | 7%
ICS-CH-BUN-4H-W1Y | TAC, SWS, HWW and Spare 4 h arrive | 8%
ICS-CH-BUN-FLM4H-W1Y | TAC, SWS, HWW and Spare+Engineer 4 h arrive | 10%
ICS-CH-BUN-NMS-W1Y | TAC, SWS, HWW, Spare+Engineer 4 h arrive and NW mon. | 13%
ICS-CH-BUN-NBDS-1Y | TAC, SWS and Next Business Day Ship | 5.5%
ICS-CH-BUN-4H-1Y | TAC, SWS and Spare 4 h arrive | 6.5%
ICS-CH-BUN-FLM4H-1Y | TAC, SWS and Spare+Engineer 4 h arrive | 8.5%
ICS-CH-BUN-NMS-1Y | TAC, SWS, Spare+Engineer 4 h arrive and NW monitoring | 11.5%
ICS-CH-BASIC-W1Y+ | HW Wrty,TAC,SW Sub | 5%
ICS-CH-NBDS-W1Y+ | HW Wrty,TAC,SW Sub,NBD Ship | 7%
ICS-CH-4H-W1Y+ | HW Wrty,TAC,SW Sub,4HR Ship | 8%
ICS-CH-FLM4H-W1Y+ | HW Wrty,TAC,SW Sub,4HR Ship,FLM4HR | 10%
ICS-CH-NMS-W1Y+ | HW Wrty,TAC,SW Sub,4HR Ship,FLM4HR,NOC | 13%
ICS-CH-NBDS-1Y+ | TAC,SW Sub,NBD Ship | 5.5%
ICS-CH-4H-1Y+ | TAC,SW Sub,4HR Ship | 6.5%
ICS-CH-FLM4H-1Y+ | TAC,SW Sub,4HR Ship,FLM4HR | 8.5%
ICS-CH-NMS-1Y+ | TAC,SW Sub,4HR Ship,FLM4HR,NOC | 11.5%
Warranty SPMS & FLM
ICST-HW-WRTY-1Y | Infinera T-Series Hardware Warranty Extension - 1 year | 3%
ICST-SPMGT-4HR-1Y | Spares Management - 4 hour Arrival- 1 year | 5.5%
ICST-SPMGT-NBD-1Y | Spares Management - Next Business Day Arrival -1 year | 2%
ICST-SPMGT-NBDS-1Y | Spares Management - Next Business Day Ship | 1.5%
ICST-FLM-4H-1Y | First Line Maintenance - 4 hour Engineer Arrive | 5%
Pre-Stage
ICST-PS-PRE-L1 | Infinera Customer Service-Pre Stage Level1 | 1.5%
ICST-PS-PRE-L2 | Infinera Customer Service-Pre Stage Level2 | 4.5%
ICST-PS-PRE-L3 | Infinera Customer Service-Pre Stage Level3 | 6%
Enginnering Survey
ICST-PS-ENG-SURV | Engineering Survey | 825
EF&I Services (Per chassis price)
ICST-TM102-COM | TM102 Commissioning Service. | 1800
ICST-TM102-COM-M | TM102 Expansion commissioning | 650
ICST-TM102-RACKCOM | TM102 RACKCOM(install & com), incl. project management. | 2500
ICST-TM102-RACKCOM-M | TM102 RACKCOM-M (Expansion) | 1000
ICST-TM102-TK | TM102-Turn Key EF&I Installation service. | 8000
ICST-TM102-TK-M | TM102-Turn Key Expansion | 1500
ICST-TM301-COM | TM301 Commissioning Service. | 1900
ICST-TM301-COM-M | TM301 Expansion commissioning. | 800
ICST-TM301-RACKCOM | TM301 RACKCOM (install & com), incl. project management. | 2800
ICST-TM301-RACKCOM-M | TM301 RACKCOM-M (Expansion) | 1300
ICST-TM301-TK | TM301-Turn Key EF&I Installation service. | 8200
ICST-TM301-TK-M | TM301-Turn Key Expansion | 1700
ICST-TM3000S-COM | TM3000S Commissioning Service. | 2000
ICST-TM3000S-COM-M | TM3000S Expansion commissioning | 700
ICST-TM3000S-RACKCOM | TM3000S RACKCOM (install & com), incl. project management. | 3000
ICST-TM3000S-RKCOM-M | TM3000S RACKCOM-M (Expansion) | 1500
ICST-TM3000S-TK | TM3000S-Turn Key EF&I Installation service. | 9100
ICST-TM3000S-TK-M | TM3000S-Turn Key Expansion. | 1800
ICST-TM3000M-COM | TM3000M Commissioning Service. | 2500
ICST-TM3000M-COM-M | TM3000M Expansion commissioning. | 900
ICST-TM3000M-RACKCOM | TM3000M RACKCOM (install & com), incl. project management. | 4200
ICST-TM3000M-RKCOM-M | TM3000M RACKCOM-M (Expansion) | 2400
ICST-TM3000M-TK | TM3000M-Turn Key EF&I Installation service. | 10200
ICST-TM3000M-TK-M | TM3000M-Turn Key Expansion. | 2700
ICST-TM3000L-COM | TM3000L Commissioning Service. | 3300
ICST-TM3000L-COM-M | TM3000L Expansion commissioning. | 1900
ICST-TM3000L-RACKCOM | TM3000L RACKCOM (install & com), incl. project management. | 6600
ICST-TM3000L-RKCOM-M | TM3000L RACKCOM-M (Expansion) | 4200
ICST-TM3000L-TK | TM3000L-Turn Key EF&I Installation service. | 12500
ICST-TM3000L-TK-M | TM3000L-Turn Key Expansion. | 4500
DNA Installation Service
ICST-NMS-INST | Network Management setup fee (per server) | 6400